## 設備總列
項次 | 盤號 | 圖號 | OrCAD File | 系統 | 模組型式 | DIVISION | 序號 | 版本 | EPROM型號 | EPROM版本 | EPROM容量 | CHECKSUM | 臨時修改編號 | FDDR | FDI | 描述 | 結案 | 備註
1 | 0H23PL1401S | 0H23PL1401S-N1 |  | H23 | 6N754-1 NIM | 0 | 0206 4903
2 | 0H23PL1401S | 0H23PL1401S-N2 |  | H23 | 6N754-1 NIM | 0 | 0136 4903
3 | 0H23PL1401S | 0H23PL1401S-N3 |  | H23 | 6N757-1 CIM | 0 | 0026 4102
4 | 0H23PL1401S | 0H23PL1401S-N4 |  | H23 | 6N757-1 CIM | 0 | 0027 4102
5 | 0H23PL1401S | 0H23PL1401S-PS1 |  | H23 | 8N76-1 9N188 | 0 | 53
6 | 0H23PL1401S | 0H23PL1401S-PS2 |  | H23 | 8N76-1 9N188 | 0 | 95
7 | 0H23PL1401S | 0H23PL1401S-01 | 01401S01.SCH | 0C74 | 6N762-1 DCM3 | 0 | 0874 4202 | A | KWA1918AH | B | 32K | 0x00162920 |  |  |  | SAFETY SYS L0GIC AND CNTL L0GIC 0IV. 0 C0MM0N C0NTR0L SYSTEM UNIT l/UNIT 2/AFB SELECT0R L0GIC
8 | 0H23PL1401S | 0H23PL1401S-02 | 01401S02.SCH | 0C74 | 6N762-1 DCM3 | 0 | 0550 4202 | A | KWA1918AH | B | 32K | 0x001628ec |  |  |  | SAFETY SYS L0GIC AND CNTL L0GIC 0IV. 0 C0MM0N C0NTR0L SYSTEM UNIT I/UNIT 2/AFB SELECT0R L0GIC
9 | 0H23PL1401S | 0H23PL1401S-05 | 01401S05.SCH | 0C74 | 6N762-1 DCM3 | 0 | 0402 4202 | A | KWA1918AH | B | 32K | 0x00162756 |  |  |  | SAFETY SYS L0GIC AND CNTL L0GIC 0IV. 0 C0MM0N C0NTR0L SYSTEM UNIT i/VNIT 2/AFB SELECT0R L0GIC
10 | 0H23PL1401S | 0H23PL1401S-06 | 01401S06.SCH | 1R14 | 6N762-1 DCM3 | 0 | 0598 4202 | A | KWA1918AH | B | 32K | 0x001625a8 |  |  |  | INSTGC0NT PWR SPLY L0GIC DIV 0 CB PWR C0ND XFMR-0100S4
11 | 0H23PL1401S | 0H23PL1401S-32 | 01401S32.SCH | 1R13 | 6N766-1 AIM | 0 | 0502 5103 | B | KWA1918AH | B | 32K | 0x0016945d |  |  |  | VITAL AC P0WER SUPPLY L0GIC CLASS 1E CVCF CB DIST XFMR-0200S4
12 | 0H23PL2301S | 0H23PL2301S-N1 |  | H23 | 6N754-1 NIM | 0 | 0085 3902
13 | 0H23PL2301S | 0H23PL2301S-N2 |  | H23 | 6N754-1 NIM | 0 | 0053 3902
14 | 0H23PL2301S | 0H23PL2301S-47 |  | H23 | 6N756-1 BTM | 0 | 0013 1703
15 | 0H23PL2301S | 0H23PL2301S-48 |  | H23 | 6N756-1 BTM | 0 | 41 | [10 empty] | 104.05.22以自購備品更換
16 | 0H23PL2301S | 0H23PL2301S-PS1 |  | H23 | 8N76-1 9N188 | 0 | 102
17 | 0H23PL2301S | 0H23PL2301S-PS2 |  | H23 | 8N76-1 9N188 | 0 | 32
18 | 0H23PL2301S | 0H23PL2301S-01 | 02301S01.SCH | 0R21 | 6N762-1 DCM3 | 0 | 0887 4202 | C | KWA1918AH | D | 32K | 0x0017709f |  |  |  | EMER DIESEL GEN SYS L0GIC SDG CTRL PNL (DIV 01 FUEL 0IL IN0 6 ALARMS
19 | 0H23PL2301S | 0H23PL2301S-02 | 02301S02.SCH | 0R21 | 6N762-1 DCM3 | 0 | 0881 4202 | D | KWA1918AH | D | 32K | 0x001766ad |  |  |  | EMER 0IESEL GEN SYS L0GIC SDG CTRL PNL (DIV 01 SDG REM SRT/STP:0SL ENG INDbALRM
20 | 0H23PL2301S | 0H23PL2301S-03 | 02301S03.SCH | 0R21 | 6N762-1 DCM3 | 0 | 0877 4202 | C | KWA1918AH | C | 32K | 0x0016c1ca |  |  |  | EMER DIESEL GEN SYS L0GIC S0G CTRL PNL (DIV 0) GENERAT0R IND 6 CTRL
21 | 0H23PL2301S | 0H23PL2301S-04 | 02301S04.SCH | 0R21 | 6N762-1 DCM3 | 0 | 0890 4202 | D | KWA1918AH | C | 32K | 0x001669af |  |  |  | EMER DIESEL GEN SYS L0GIC S0G CTRL PNL (DIV 0) DIESEL ENGINE IN0 6 ALARMS
22 | 0H23PL2301S | 0H23PL2301S-05 | 02301S05.SCH | 0C74 | 6N762-1 DCM3 | 0 | 0878 4202 | A | KWA1918AH | B | 32K | 0x0016889c |  |  |  | SAFTEY SYS L0GIC AND CNTL L0GIC DIV. 0 C0MM0N C0NTR0L SYSTEM UNIT I/UNIT 2/AFB SELECT0R L0GIC
23 | 0H23PL2301S | 0H23PL2301S-06 | 02301S06.SCH | 0R21 | 6N762-1 DCM3 | 0 | 0876 4202 | D | KWA1918AH | C | 32K | 0x0016514d | TM#38 | LT0-01577 | LT0-31113-0343 | EMER DIESEL GEN SYS L0GIC SDG CTRL PNL (DIV 0) F0 DR RTN PMP P-0004
24 | 0H23PL2301S | 0H23PL2301S-07 | 02301S07.SCH | 0R21 | 6N762-1 DCM3 | 0 | 0929 2503 | G | KWA1918AH | B | 32K | 0x001682ee | TM#38 | LT0-01577 | LT0-31113-0343 | EMER DIESEL BEN SYS L0GIC SDG CTRL PNL (DIV 0) GENERAT0R IND 6 CTRL
25 | 0H23PL2301S | 0H23PL2301S-08 | 02301S08.SCH | 0R21 | 6N762-1 DCM3 | 0 | 0885 4202 | C | KWA1918AH | D | 32K | 0x0016299e |  |  |  | EMER DIESEL GEN SYS L0GIC S0G CTRL PNL (DIV 0) PUMPS P-0006.001060012 6 MXX-0002
26 | 0H23PL2301S | 0H23PL2301S-10 | 02301S10.SCH | 0R21 | 6N762-1 DCM3 | 0 | 1596 2503 | B | KWA1918AH | C | 32K | 0x0016a910 |  |  |  | EMER 0IESEL GEN SYS L0GIC SDG CTRL PNL (DIV 0) S0G REM0TE START/STDP
27 | 0H23PL2301S | 0H23PL2301S-13 | 02301S13.SCH | 0C74 | 6N762-1 DCM3 | 0 | 1669 2503 | B | KWA1918AH | C | 32K | 0x00162752 |  |  |  | SAFETY SYS L0GIC AN0 CNTL L0GIC 0IV. 0 C0MM0N C0NTR0L SYSTEM UNIT l/UNIT 2/AFB SELECT0R L0GIC
28 | 0H23PL2301S | 0H23PL2301S-14(1~2) | 02301S14.SCH | 0C74 | 6N762-1 DCM3 | 0 | 1599 2503 | D1 | KWA1918AH | E | 32K | 0x0016ec6d | TM#37 |  |  | SAFTEY SYS L0GIC AN0 CNTL L0GIC 0IV. 0 C0MM0N C0NTR0L SYSTEM UNIT %/UNIT 2/AFB SELECT0R L0GIC |  | 1.將EPROM讀出比對checksum是否一致2.Sheet 2(Z2301S14)似乎是用B版去燒錄，但最新版應是D版，目前無D版SCH File。
29 | 0H23PL2301S | 0H23PL2301S-29 | 02301S29.SCH | 0C74 | 6N760-1 DCM1 | 0 | 0139 3902 | A | KWA1918AH | B | 32K | 0x00172441 |  |  |  | SAFETY SYS L0GIC AN0 CNTL L0GIC 0IV. 0 C0MM0N C0NTR0L SYSTEM UNIT l/UNIT 2/AFB SELECT0R L0GIC
30 | 0H23PL2301S | 0H23PL2301S-30 | 02301S30.SCH | 0C74 | 6N760-1 DCM1 | 0 | 0054 3902 | B | KWA1918AH | C | 32K | 0x00171eb4 |  |  |  | SAFETY SYS L0GIC AN0 CNTL L0GIC 0IV. 0 C0MM0N C0NTR0L SYSTEM UNIT l/UNIT 2/AFB SELECT0R L0GIC
31 | 0H23PL2301S | 0H23PL2301S-43 | 02301S43.SCH | 0R21 | 6N765-1 ACM | 0 | 0429 5003 | F | KWA1918CL | E | 128K | 0x00272045 |  |  |  | EMER DIESEL GEN SYS L0GIC SDG CTRL PNL (DIV 01 C00LING WTR IND 6 ALRMS
32 | 0H23PL2301S | 0H23PL2301S-44 | 02301S44.SCH | 0R21 | 6N765-1 ACM | 0 | 0243 4303 | D | KWA1918CL | E | 128K | 0x0025fc62 |  |  |  | EMER DIESEL GEN SYS L0GIC S0G CTRL PNL (DIV 01 GENERAT0R IN06CTRL
33 | 0H23PL2301S | 0H23PL2301S-45 | 02301S45.SCH | 0R21 | 6N765-1 ACM | 0 | 0112 4202 | G | KWA1918CL | E | 128K | 0x002640ce | TM#36 | LT0-01524 | LT0-31113-0328 | EMER DIESEL GEN SYS L0GIC S0G CTRL PNL (DIV 0) FUEL 0IL INDEALRMS
34 | 0H23PL2302S | 0H23PL2302S-N1 |  | H23 | 6N754-1 NIM | 0 | 0144 4903
35 | 0H23PL2302S | 0H23PL2302S-N2 |  | H23 | 6N754-1 NIM | 0 | 0014 3902
36 | 0H23PL2302S | 0H23PL2302S-PS1 |  | H23 | 8N76-1 9N188 | 0 | 96
37 | 0H23PL2302S | 0H23PL2302S-PS2 |  | H23 | 8N76-1 9N188 | 0 | 90
38 | 0H23PL2302S | 0H23PL2302S-01 | 02302S01.SCH | 0R11 | 6N762-1 DCM3 | 0 | 0958 2503 | F | KWA1918AH | D | 32K | 0x0019658b | TM#40 | LT0-01601 | LT0-31113-0356 | MED V0LT DISTR SYS L0GIC 4.16 KV SWGR UNIT 1 SPLY BRKR 4A |  | 【SCH：E】【BIN：F】【缺F版SCH】
39 | 0H23PL2302S | 0H23PL2302S-02 | 02302S02.SCH | 0R11 | 6N762-1 DCM3 | 0 | 0922 2503 | F | KWA1918AH | D | 32K | 0x001971fb | TM#40 | LT0-01601 | LT0-31113-0356 | MED V0LTAGE 0ISTR SYSTEM L0GIC 4.16 KV SWGR UNIT 2 SPLY BRKR 9A |  | 【SCH：E】【BIN：F】【缺F版SCH】
40 | 0H23PL2302S | 0H23PL2302S-03 | 02302S03.SCH | 0R11 | 6N762-1 DCM3 | 0 | 0956 2503 | B | KWA1918AH | C | 32K | 0x0017b7f1 |  |  |  | MED V0LT DISTR SYS L0GIC 4.16 KV SWGR 54 SDG BRKR 5A
41 | 0H23PL2302S | 0H23PL2302S-04 | 02302S04.SCH | 0R11 | 6N762-1 DCM3 | 0 | 0950 2503 | F | KWA1918AH | D | 32K | 0x00192587 |  |  |  | MED V0LTAGE DISTR SYSTEM L0GIC SWGR 54 PWR CTR FDR BRKR 1B
42 | 0H23PL2302S | 0H23PL2302S-05 | 02302S05.SCH | 0R11 | 6N762-1 DCM3 | 0 | 0960 2503 | C | KWA1918AH | C | 32K | 0x00187348 |  |  |  | ME0 V0LTAGE DISTR SYSTEM L0GIC SWGR 54 TIE BRKR IA T0 Ul BUS A4
43 | 0H23PL2302S | 0H23PL2302S-06 | 02302S06.SCH | 0R11 | 6N762-1 DCM3 | 0 | 0775 4202 | C | KWA1918AH | C | 32K | 0x00187137 |  |  |  | ME0 V0LTAGE DISTR SYSTEM L0GIC SWGR 54 TIE BRKR 2A T0 Ul BUS 84
44 | 0H23PL2302S | 0H23PL2302S-07 | 02302S07.SCH | 0R11 | 6N762-1 DCM3 | 0 | 0919 2503 | A | KWA1918AH | B | 32K | 0x00162929 |  |  |  | MED V0LT DISTR SYS L0GIC 4.16 KV SWGR UNIT 1 SPLY BRKR 4A
45 | 0H23PL2302S | 0H23PL2302S-08 | 02302S08.SCH | 0R11 | 6N762-1 DCM3 | 0 | 0921 2503 | A | KWA1918AH | B | 32K | 0x0016292b |  |  |  | MED V0LT DISTR SYS L0GIC 4.16 KV SWGR UNIT 2 SPLY BRKR 9A
46 | 0H23PL2302S | 0H23PL2302S-09 | 02302S09.SCH | 0R11 | 6N762-1 DCM3 | 0 | 0965 2503 | C | KWA1918AH | C | 32K | 0x00187315 |  |  |  | ME0 V0LTAGE DISTR SYSTEM L0GIC SWGR 54 TIE BRKR 3A T0 Ul BUS C4
47 | 0H23PL2302S | 0H23PL2302S-10 | 02302S10.SCH | 0R11 | 6N762-1 DCM3 | 0 | 0942 2503 | C | KWA1918AH | C | 32K | 0x00187302 |  |  |  | MED V0LTAGE DISTR SYSTEM L0GIC SWGR 54 TIE BRKR 6A T0 U2 BUS A4
48 | 0H23PL2302S | 0H23PL2302S-11 | 02302S11.SCH | 0R11 | 6N762-1 DCM3 | 0 | 1702 2503 | C | KWA1918AH | C | 32K | 0x0018730b |  |  |  | ME0 V0LTAGE DISTR SYSTEM L0GIC SWGR 54 TIE BRKR 7A T0 U2 BUS 84
49 | 0H23PL2302S | 0H23PL2302S-12 | 02302S12.SCH | 0R11 | 6N762-1 DCM3 | 0 | 1746 2503 | C | KWA1918AH | C | 32K | 0x001872ec |  |  |  | ME0 V0LTAGE DISTR SYSTEM L0GIC SWGR 254 TIE BRKR 8A T0 U2 BUS C4
50 | 0H23PL2302S | 0H23PL2302S-13 | 02302S13.SCH | 0R11 | 6N762-1 DCM3 | 0 | 1584 2503 | A | KWA1918AH | B | 32K | 0x0016de8f |  |  |  | ME0 V0LT DISTR SYS L0GIC 4.16 KV SWGR S4 UNIT 2 SPLY BRKR 9A
51 | 0H23PL2302S | 0H23PL2302S-17 | 02302S17.SCH | 0R11 | 6N762-1 DCM3 | 0 | 1703 2503 | G | KWA1918AH | D | 32K | 0x0017bb3f |  |  |  | MED V0LTAGE DISTR SYSTEM L0GIC SWGR 54 BUS RELAYING AND ALARMS UNIT 1 SPLY BRKR 4A
52 | 0H23PL2302S | 0H23PL2302S-18 | 02302S18.SCH | 0R16 | 6N762-1 DCM3 | 0 | 1577 2503 | B | KWA1918AH | C | 32K | 0x0016830d |  |  |  | DC P0WER SUPPLY L0GIC CLASS 1E 125VDC DIV 0 BA ITERY SYSTEM
53 | 0H23PL2302S | 0H23PL2302S-19 | 02302S19.SCH | 0R16 | 6N762-1 DCM3 | 0 | 1686 2503 | C | KWA1918AH | C | 32K | 0x0016c241 |  |  |  | UC PDWER SUPPLY L0GIC CLASS 1E 125VDC 0IV 0 BATTERY SYSTEM
54 | 0H23PL2302S | 0H23PL2302S-20 | 02302S20.SCH | 0R16 | 6N762-1 DCM3 | 0 | 1593 2503 | C | KWA1918AH | C | 32K | 0x0016b7fd |  |  |  | DC PDWER SUPPLY L0GIC CLASS 1E 125V0C DIV 0 BATTERY SYSTEM
55 | 0H23PL2302S | 0H23PL2302S-21 | 02302S21.SCH | 0R12 | 6N762-1 DCM3 | 0 | 1685 2503 | B | KWA1918AH | C | 32K | 0x00180535 |  |  |  | LDW V0LT DISTR SYS L0GIC LSWG PWR CTR 010054 MCC 011054 FDR BRKR
56 | 0H23PL2302S | 0H23PL2302S-22 | 02302S22.SCH | 0R12 | 6N762-1 DCM3 | 0 | 1748 2503 | C | KWA1918AH | D | 32K | 0x00181bbc |  |  |  | L0W V0LT DISTR SYS L0GIC P0WER CENTER MAIN BRKR LSWG-0100S4
57 | 0H23PL2302S | 0H23PL2302S-24 | 02302S24.SCH | 0R12 | 6N762-1 DCM3 | 0 | 1575 2503 | D | KWA1918AH | D | 32K | 0x001699b3 |  |  |  | L0W V0LT 0ISTR SYS LDGIC LSWG SWGR 010054 BUS MDNIT0RING
58 | 0H23PL2302S | 0H23PL2302S-25 | 02302S25.SCH | 0R12 | 6N762-1 DCM3 | 0 | 0382 4202 | B | KWA1918AH | C | 32K | 0x001805c5 |  |  |  | L0W V0LT DISTR SYS L0GIC LSWG 010054 AFHV SKID 0T54-AHU-0501 FDR BRKR
59 | 0H23PL2302S | 0H23PL2302S-26 | 02302S26.SCH | 0R13 | 6N762-1 DCM3 | 0 | 0883 4202 | C | KWA1918AH | C | 32K | 0x00165f55 |  |  |  | VITAL AC P0WER SUPPLY L0GIC CLASS 1E CVCF 0IV 0 CVCF-0000S4
60 | 0H23PL2302S | 0H23PL2302S-36 | 02302S36.SCH | 0R11 | 6N765-1 ACM | 0 | 0161 4202 | C | KWA1918AH | C | 32K | 0x00239aef |  |  |  | ME0 V0LT 0ISTR SYS L0GIC 4.16 KV SWGR S4 BUS RELAYING AND ALARMS
61 | 0H23PL2302S | 0H23PL2302S-37 | 02302S37.SCH | 0T54 | 6N766-1 AIM | 0 | 0457 5103 | C | KWA1918AH | D | 32K | 0x0016dbe8 |  |  |  | AUX FUEL BLDG HVAC L0GIC AFHV MISC INSTRUMENTS, AHU-0504 L0GIC 6 AHU-0505 L0GIC
62 | 0H23PL2302S | 0H23PL2302S-38 | 02302S38.SCH | 0T54 | 6N769-1 TCM | 0 | 0063 4402 | C | KWA1918CL | D | 128K | 0x00236b9b |  |  |  | AUX FUEL BL0G HVAC L0GIC AFHV MISC INSTRUMENTS 6 MU-0501 L0GIC
63 | 0H23PL2302S | 0H23PL2302S-39 | 02302S39.SCH | 0T54 | 6N766-1 AIM | 0 | 0459 5103 | D | KWA1918AH | C | 32K | 0x001781af |  |  |  | AUX FUEL BLDG WAC L0GIC AFHV MISC INSTRUMENTS 6 AHU-0501 L0GIC
64 | 0H23PL2302S | 0H23PL2302S-40 | 02302S40.SCH | 0T54 | 6N769-1 TCM | 0 | 0097 0804 | C | KWA1918AH | D | 32K | 0x00226967 |  |  |  | AUX FUEL BL0G HVAC L0GIC AFHV MISC INSTRUMENTS
65 | 0H23PL2302S | 0H23PL2302S-41 | 02302S41.SCH | 0R21 | 6N766-1 AIM | 0 | 0014 3902 | H | KWA1918AH | D | 32K | 0x0017d74c |  |  |  | EMER DIESEL GEN SYS L0GIC SDG CTRL PNL (0IV 0) C00LING WATER IN0 6 ALARMS
66 | 0H23PL2302S | 0H23PL2302S-42 | 02302S42.SCH | 0R21 | 6N766-1 AIM | 0 | 0438 5103 | E | KWA1918AH | C | 32K | 0x00174af6 |  |  |  | EMER DIESEL GEN SYS L0GIC SDG CTRL PNL (DIV 0) C00LING WATER IN0 6 ALARMS
67 | 0H23PL2302S | 0H23PL2302S-43 | 02302S43.SCH | 0R21 | 6N766-1 AIM | 0 | 0451 5103 | E | KWA1918AH | D | 32K | 0x0017683e |  |  |  | EMER DIESEL GEN SYS L0GIC S0G CTRL PNL (DIV 0) C00LING WATER IN0 6 ALARMS
68 | 0H23PL2302S | 0H23PL2302S-44 | 02302S44.SCH | 0R21 | 6N766-1 AIM | 0 | 0002 3902 | E | KWA1918AH | C | 32K | 0x00180949 |  |  |  | EMER DIESEL GEN SYS LMSIC SDG CTRL PNL (DIV 0) GENERAT0R IN0 6 CTRL
69 | 0H23PL2302S | 0H23PL2302S-45 | 02302S45.SCH | 0T54 | 6N765-1 ACM | 0 | 0239 4303 | E | KWA1918CL | C | 128K | 0x0026bbac |  |  |  | AUX FUEL BLDG HVAC L0GIC AFHV MISC INSTRUMENTS FAN-404A 6 FAN-4046 RUNTIME C0UNTER
70 | 0H23PL2302S | 0H23PL2302S-46 | 02302S46.SCH | 0R21 | 6N766-1 AIM | 0 | 0012 3902 | E | KWA1918AH | D | 32K | 0x0017611e |  |  |  | EMER DIESEL GEN SYS L0GIC SDG (DIV 0) ALARMS 6 INDICATI0NS
71 | 0H23PL2302S | 0H23PL2302S-48 | 02302S48.SCH | 0T54 | 6N769-1 TCM | 0 | 0159 1208 | B | KWA1918AH | C | 32K | 0x0021831d |  |  |  | AUX FUEL BC0G HVAC L0GIC AFHV MISC INSTRUMENTS, AHU-0504 L0GIC 6 MU-0505 L0GIC
72 | 0H23PL2303S | 0H23PL2303S-N1 |  | H23 | 6N754-1 NIM | 0 | 0141 4903
73 | 0H23PL2303S | 0H23PL2303S-N2 |  | H23 | 6N754-1 NIM | 0 | 0017 3902
74 | 0H23PL2303S | 0H23PL2303S-PS1 |  | H23 | 8N76-1 9N188 | 0 | 168
75 | 0H23PL2303S | 0H23PL2303S-PS2 |  | H23 | 8N76-1 9N188 | 0 | 146
76 | 0H23PL2306S | 0H23PL2306S-N1 |  | H23 | 6N754-1 NIM | 0 | 0015 3902
77 | 0H23PL2306S | 0H23PL2306S-N2 |  | H23 | 6N754-1 NIM | 0 | 0016 3902
78 | 0H23PL2306S | 0H23PL2306S-PS1 |  | H23 | 8N76-1 9N188 | 0 | 45
79 | 0H23PL2306S | 0H23PL2306S-PS2 |  | H23 | 8N76-1 9N188 | 0 | 132
80 | 0H23PL2306S | 0H23PL2306S-04 | 02306S04.SCH | 0R21 | 6N762-1 DCM3 | 0 | 1672 2503 | C | KWA1918AH | D | 32K | 0x0019d670 |  |  |  | EMER DIESEL GEM SYS L0GIC F0 TRANSFER PMP (DIV 0) P-000iA
81 | 0H23PL2306S | 0H23PL2306S-05 | 02306S05.SCH | 0T54 | 6N762-1 DCM3 | 0 | 1697 2503 | C | KWA1918AH | C | 32K | 0x00191fba |  |  |  | AUX FUEL BLDG HVAC L0GIC AFHV AIR 0PERATE0 DAMPER ABD-0022 6 ABD-0033
82 | 0H23PL2306S | 0H23PL2306S-08 | 02306S08.SCH | 0R21 | 6N762-1 DCM3 | 0 | 1673 2503 | C | KWA1918AH | D | 32K | 0x00162808 |  |  |  | EMER 0IESEL GEN SYS L0GIC SDG HEAT SINK HT RA0IAT0R FANS 3A 6 38
83 | 0H23PL2306S | 0H23PL2306S-09 | 02306S09.SCH | 0R21 | 6N762-1 DCM3 | 0 | 1300 2503 | D | KWA1918AH | E | 32K | 0x0017ae4c |  |  |  | EMER DIESEL GEN SYS L0GIC HT RADIAT0R FANS 3B.3C 6 3D SDG 0UT 0F SERVICE DIV 0
84 | 0H23PL2306S | 0H23PL2306S-11 | 02306S11.SCH | 0R21 | 6N762-1 DCM3 | 0 | 1340 2503 | C | KWA1918AH | D | 32K | 0x00162cba |  |  |  | EMER DIESEL GEN SYS L0GIC SDG HEAT SINK HT RADIAT0R FANS 3E.3F LT RA0IAT0R FAN 4A
85 | 0H23PL2306S | 0H23PL2306S-13 | 02306S13.SCH | 0R21 | 6N762-1 DCM3 | 0 | 1581 2503 | C | KWA1918AH | D | 32K | 0x00162cbe |  |  |  | EMER 0IESEL GEN SYS L0GIC S0G HEAT SINK LT RADIAT0R FANS 4B.4C. 4D
86 | 0H23PL2306S | 0H23PL2306S-15 | 02306S15.SCH | 0R21 | 6N762-1 DCM3 | 0 | 1291 2503 | C | KWA1918AH | D | 32K | 0x001629b9 |  |  |  | EMER DIESEL GEN SYS L0GIC S0G HEAT SINK LT RADIAT0R FANS 4E. 4F, 4G, 4H
87 | 0H23PL2306S | 0H23PL2306S-19 | 02306S19.SCH | 0R21 | 6N762-1 DCM3 | 0 | 0925 2503 | C | KWA1918AH | C | 32K | 0x0016c87c | TM#37 | LT0-01538/LT0-01540 | LT0-31113-0330 | EMER 0IESEL GEN SYS L0GIC SDG 0UTPUT BRKR (0IV 0)
88 | 0H23PL2306S | 0H23PL2306S-20 | 02306S20.SCH | 0T54 | 6N762-1 DCM3 | 0 | 0397 4202 | E | KWA1918AH | D | 32K | 0x00197fd7 |  |  |  | AUX FUEL BLDG HVAC LDGIC AFHV BTRY RM DIV 0. EXH FAN FAN-04036
89 | 0H23PL2306S | 0H23PL2306S-21 | 02306S21.SCH | 0T54 | 6N762-1 DCM3 | 0 | 0884 4202 | E | KWA1918AH | D | 32K | 0x0019893f |  |  |  | AUX FUEL BLDG HVAC L0GIC AFHV BTRY RM DIV 0. WH FAN FAN-0403A
90 | 0H23PL2306S | 0H23PL2306S-22 | 02306S22.SCH | 0T54 | 6N762-1 DCM3 | 0 | 0889 4202 | C | KWA1918AH | C | 32K | 0x00191d0f |  |  |  | AUX FUEL BL0G HVAC L0GIC AFHV AIR 0PERATED DAMPER ABD-0026 6 ABD-0030A/B
91 | 0H23PL2306S | 0H23PL2306S-27 | 02306S27.SCH | 0T54 | 6N762-1 DCM3 | 0 | 0449 4202 | B | KWA1918AH | C | 32K | 0x00184b70 |  |  |  | AUX FUEL BLDG HVAC L0GIC AFHV M0T0R 0PERATE0 DAMPER MBD-0024A
92 | 0H23PL2306S | 0H23PL2306S-28 | 02306S28.SCH | 0T54 | 6N762-1 DCM3 | 0 | 0871 4202 | B | KWA1918AH | C | 32K | 0x00187315 |  |  |  | AUX FUEL BLDG HVAC L0GIC AFHV M0T0R 0PERATED DAMPER MBD-0025A
93 | 0H23PL2306S | 0H23PL2306S-30 | 02306S30.SCH | 0T54 | 6N762-1 DCM3 | 0 | 0863 4202 | C | KWA1918AH | D | 32K | 0x00185678 |  |  |  | AUX FUEL BL0G HVAC L0GIC AFHV M0T0R 0PERATE0 DAMPER MBD-0028
94 | 0H23PL2306S | 0H23PL2306S-31 | 02306S31.SCH | 0T54 | 6N762-1 DCM3 | 0 | 0872 4202 | B | KWA1918AH | C | 32K | 0x0018be41 |  |  |  | AUX FUEL BLDG HVAC L0GIC AFHV M0T0R 0PERATED DAMPER MB0-0016
95 | 0H23PL2306S | 0H23PL2306S-32 | 02306S32.SCH | 0T54 | 6N762-1 DCM3 | 0 | 0752 4202 | E | KWA1918AH | D | 32K | 0x00198b63 |  |  |  | AUX FUEL WG HVAC L0GIC D/G AREA DIV 0. SPLY FAN FAN-04046
96 | 0H23PL2306S | 0H23PL2306S-33 | 02306S33.SCH | 0T54 | 6N762-1 DCM3 | 0 | 0323 4202 | E | KWA1918AH | D | 32K | 0x00198d01 |  |  |  | AUX FUEL EL0G HVAC L0GIC D/G AREA DIV 0. SPLY FAN FAN-0404A
97 | 0H23PL2306S | 0H23PL2306S-34 | 02306S34.SCH | 0T54 | 6N762-1 DCM3 | 0 | 0577 4202 | J | KWA1918AH | D | 32K | 0x00198b47 |  |  |  | AUX FUEL BL0G HVAC L0GIC AFHV AIR HANDLING UNIT AHU-050 1
98 | 0H23PL2306S | 0H23PL2306S-35 | 02306S35.SCH | 0R21 | 6N762-1 DCM3 | 0 | 0365 4202 | D | KWA1918AH | E | 32K | 0x0019ae0d |  |  |  | EMER DIESEL GEN SYS L0GIC F0 TRANSFER PMP (0IV 0) P-000 18
99 | 0H23PL2306S | 0H23PL2306S-38 | 02306S38.SCH | 0R12 | 6N766-1 AIM | 0 | 0523 5103 | C | KWA1918AH | D | 32K | 0x0016df9f |  |  |  | L0W V0LT DISTR SYS L0GIC LSWG SWGR 010054 BUS AND MCC 011054 BUS M0NIT0RING
100 | 0H23PL2306S | 0H23PL2306S-39 | 02306S39.SCH | 0R21 | 6N766-1 AIM | 0 | 0015 3902 | G | KWA1918AH | D | 32K | 0x001750d7 |  |  |  | EMER DIESEL GEN SYS L0GIC SDG CTRL PNL (0IV 0) LUBE 0IL IN0 B ALARMS
101 | 0H23PL2306S | 0H23PL2306S-41 | 02306S41.SCH | 0R11 | 6N766-1 AIM | 0 | 0515 5103 | C | KWA1918AH | C | 32K | 0x0017134f |  |  |  | MED V0LT DISTR SYS L0GIC 4.16KV SWGR S4 UNIT 1 SPLY BRKR 4A
102 | 0H23PL2306S | 0H23PL2306S-42 | 02306S42.SCH | 0R11 | 6N766-1 AIM | 0 | 0543 5103 | B | KWA1918AH | B | 32K | 0x00171350 |  |  |  | ME0 V0LT DISTR SYS L0GIC 4.16KV SWGR S4 UNIT 2 SPLY BRKR 9A
103 | 0H23PL2306S | 0H23PL2306S-43 | 02306S43.SCH | 0R11 | 6N766-1 AIM | 0 | 0059 3902 | C | KWA1918AH | C | 32K | 0x0016eec5 |  |  |  | MED V0LT DISTR SYS L0GIC BUS RELAYING AND ALARMS, PWR CTR FDR BRKR 1B
104 | 0H23PL2306S | 0H23PL2306S-44 | 02306S44.SCH | 0R13 | 6N766-1 AIM | 0 | 0546 5103 | B | KWA1918AH | B | 32K | 0x0016eec6 |  |  |  | VITAL AC P0WER SUPPLY L0GIC CLASS 1E CVCF DIV 0 CVCF-0000S4
105 | 0H23PL2306S | 0H23PL2306S-45 | 02306S45.SCH | 0R13 | 6N766-1 AIM | 0 | 0071 3902 | D | KWA1918AH | C | 32K | 0x00175d20 |  |  |  | VITAL AC P0WER SUPPLY L0GIC CLASS iE CVCF DIV 0 CVCF-0000S4
106 | 0H23PL2306S | 0H23PL2306S-46 | 02306S46.SCH | 0R16 | 6N766-1 AIM | 0 | 0454 5103 | E | KWA1918AH | C | 32K | 0x00181292 |  |  |  | DC P0WER SUPPLY L0GIC CLASS 1E 125V0C 0IV 0 BATTERY SYSTEM
107 | 0H23PL2306S | 0H23PL2306S-47 | 02306S47.SCH | 0R21 | 6N766-1 AIM | 0 | 0461 5103 | D | KWA1918AH | D | 32K | 0x00172810 |  |  |  | EMER 0IESEL GEN SYS L0GIC S0G CTRL PNL (DIV 0) DIESEL ENGINE IND 6 ALARMS
108 | 0H23PL2306S | 0H23PL2306S-48 | 02306S48.SCH | 0R21 | 6N766-1 AIM | 0 | 0552 5103 | F | KWA1918AH | D | 32K | 0x0017bd7e |  |  |  | EMER DIESEL GEN SYS L0GIC S0G CTRL PNL (DIV 0) FUEL 0IL IND 6 ALARMS
109 | 1H12PL1108 | 1H12PL1108-PS1 |  | H23 | 8N80-1 9N190 | 1 | 3
110 | 1H12PL1108 | 1H12PL1108-PS2 |  | H23 | 8N80-1 9N190 | 1 | 5
111 | 1H12PL1109A | 1H12PL1109A-N1 |  | H23 | 6N754-1 NIM | 1 | 0164 4903
112 | 1H12PL1109A | 1H12PL1109A-N2 |  | H23 | 6N754-1 NIM | 1 | 0253 1511 | [10 empty] | 105.03.29以自購備品更換
113 | 1H12PL1109A | 1H12PL1109A-N3 |  | H23 | 6N757-1 CIM | 1 | 0029 4102
114 | 1H12PL1109A | 1H12PL1109A-N4 |  | H23 | 6N757-1 CIM | 1 | 0015 4102
115 | 1H12PL1109A | 1H12PL1109A-N5 |  | H23 | 6N757-1 CIM | 1 | 0021 4102
116 | 1H12PL1109A | 1H12PL1109A-N6 |  | H23 | 6N757-1 CIM | 1 | 0025 4102
117 | 1H12PL1109A | 1H12PL1109A-47 |  | H23 | 6N756-1 BTM | 1 | 039 1711
118 | 1H12PL1109A | 1H12PL1109A-48 |  | H23 | 6N756-1 BTM | 1 | 037 1711
119 | 1H12PL1109A | 1H12PL1109A-PS1 |  | H23 | 8N77-1 9N189 | 1 | 6
120 | 1H12PL1109A | 1H12PL1109A-PS2 |  | H23 | 8N77-1 9N189 | 1 | 11
121 | 1H12PL1109A | 1H12PL1109A-01 | 11109A01.SCH | 1C73 | 6N760-1 DCM1 | 1 | 0107 3902 | D | KWA1918AH | C | 32K | 0x001b4333 | TM#19 | LT1-10349/12086 | LT1-31113-1594 | LEAK DET & ISLN SYS L0GIC DIV I C0INCIDENT L0GIC MSL T/ RXCLI (TRI) /RX PRESS/DW PRESS
122 | 1H12PL1109A | 1H12PL1109A-02 |  | STC | 6N762-1 DCM3 | 1 | 1704 2503 | A | KWA1918AH |  | 32K | 0x0018a127 | TM#19 | LT1-10349/12086 | LT1-31113-1594 | FUNCTIONAL INTERCONNECT DIAGRAM SURVEILLANCE TEST CONTROLLER SCFT BISTABLE FEEDBACK SENSOR TESTS 52 THRU 56 |  | STC新增
123 | 1H12PL1109A | 1H12PL1109A-03 | 11109A03.SCH | STC | 6N762-1 DCM3 | 1 | 1551 2503 | D | KWA1918AH | C | 32K | 0x0018ac89 | TM#19 | LT1-10349/12086 | LT1-31113-1594 | SURVEILLANCE TEST C0NTR0LLER L0GIC TEST RESP0NSE C0LLECTI0N LT1 THR0UGH LT15
124 | 1H12PL1109A | 1H12PL1109A-04 | 11109A04.SCH | 1C73 | 6N760-1 DCM1 | 1 | 0182 4503 | E | KWA1918AH | C | 32K | 0x001b361f | TM#19 | LT1-10349/12086 | LT1-31113-1594 | LEAK DET & ISLN SYS L0GIC DIV I C0INCIDENT L0GIC RHR, DW FISSI0N PR0D, RX WTR LVL
125 | 1H12PL1109A | 1H12PL1109A-05 | 11109A05.SCH | 1P21 | 6N765-1 ACM | 1 | 0403 4303 | D | KWA1918CL | D | 128K | 0x002893c6 |  |  |  | RB CLG WATER SYSTEM L0GIC SYSTEM M0NIT0RING SAFETY (0IV A)
126 | 1H12PL1109A | 1H12PL1109A-07 | 11109A07.SCH | STC | 6N762-1 DCM3 | 1 | 1556 2503 | F | KWA1918AH |  | 32K | 0x0018adf1 | TM#19 | LT1-10349/12086 | LT1-31113-1594 | SURVEILLANCE TEST C0NTR0LLER L0GIC TEST RESP0NSE C0LLECTI0N LT17 THR0UGH LT30
127 | 1H12PL1109A | 1H12PL1109A-08 | 11109A08.SCH | STC | 6N762-1 DCM3 | 1 | 1548 2503 | B | KWA1918AH | B | 32K | 0x00190a80 | TM#19 | LT1-10349/12086 | LT1-31113-1594 | SURVEILLANCE TEST C0NTR0LLER L0GIC TEST RESP0NSE C0LLECTI0N LT35 THR0UGH END
128 | 1H12PL1109A | 1H12PL1109A-09 | 11109A09.SCH | STC | 6N762-1 DCM3 | 1 | 1972 5003 | E | KWA1918AH | D | 32K | 0x001d6783 | TM#19 | LT1-10349/12086 | LT1-31113-1594 | SURVEILLANCE TEST C0NTR0LLER 2-0F-4 AND 3-0F-4 V0TING L0GIC VLU RESP0NSE VERIFICATI0N #2
129 | 1H12PL1109A | 1H12PL1109A-10 | 11109A10.SCH | 1P21 | 6N765-1 ACM | 1 | 0049 4202 | C | KWA1918CL | E | 128K | 0x002a46af |  |  |  | RB CLG WATER SYSTEM L0GIC RBCW TCVs. DIV I ACV-0012A 6 ACV-00l0A
130 | 1H12PL1109A | 1H12PL1109A-11 | 11109A11.SCH | 1P25 | 6N765-1 ACM | 1 | 0411 5003 | F | KWA1918CL | E | 128K | 0x002a3872 |  |  |  | EMERGENCY CHILLED WTR SYS L0GIC DIV I. CB ECW RETURN VLV ACV-0008A
131 | 1H12PL1109A | 1H12PL1109A-12 | 11109A12.SCH | 1C73 | 6N765-1 ACM | 1 | 0379 4303 | H | KWA1918CL |  | 128K | 0x002627a6 |  |  |  | LEAK DET & ISLN SYS L0GIC ESF INSTRUMENT DIV I M0NIT0RED PARAMETERS
132 | 1H12PL1109A | 1H12PL1109A-13 | 11109A13.SCH | 1C73 | 6N765-1 ACM | 1 | 0378 4303 | F | KWA1918CL | D | 128K | 0x0026381d |  |  |  | LEAK DET & ISLN SYS L0GIC ESF INSTRUMENT DIV I M0NIT0RED PARAMETERS
133 | 1H12PL1109A | 1H12PL1109A-14(1~2) | 11109A14.SCH | STC | 6N762-1 DCM3 | 1 | 1946 5003 | E | KWA1918AH |  | 32K | 0x0019ba2c | TM#19 | LT1-10349/12086 | LT1-31113-1594 | SURVEILLANCE TEST C0NTR0LLER DIV FUNCT TEST SEQ LT17 - LT34
134 | 1H12PL1109A | 1H12PL1109A-15 | 11109A15.SCH | STC | 6N762-1 DCM3 | 1 | 1898 5003 | B | KWA1918AH | B | 32K | 0x00197c5a | TM#19 | LT1-10349/12086 | LT1-31113-1594 | SURVEILLANCE TEST C0NTR0LLER DIV FUNCT TEST SEQ LT35 - LT46
135 | 1H12PL1109A | 1H12PL1109A-16 | 11109A16.SCH | STC | 6N762-1 DCM3 | 1 | 1947 5003 | C | KWA1918AH | C | 32K | 0x001c802a | TM#19 | LT1-10349/12086 | LT1-31113-1594 | SURVEILLANCE TEST C0NTR0LLER 2-0F-4 V0TING L0GIC VLU RESP0NSE VERIFICATI0N
136 | 1H12PL1109A | 1H12PL1109A-18 | 11109A18.SCH | 1C73 | 6N765-1 ACM | 1 | 0389 4303 | L | KWA1918CL | D | 128K | 0x0025d93f | TM#34 | LT1-13709 | LT1-31113-1692 | LEAK DET & ISLN SYS L0GIC ESF INSTRUMENT DIV I M0NIT0RED PARAMETERS
137 | 1H12PL1109A | 1H12PL1109A-22 | 11109A22.SCH | 1C73 | 6N760-1 DCM1 | 1 | 0145 4503 | C | KWA1918AH | C | 32K | 0x001a4f19 | TM#19 | LT1-10349/12086 | LT1-31113-1594 | LEAK DET & ISLN SYS L0GIC DIV I C0INCIDENT L0GIC RHR AREA A, C TEMP
138 | 1H12PL1109A | 1H12PL1109A-23 |  | STC | 6N762-1 DCM3 | 1 | 1728 2503 | A | KWA1918AH |  | 32K | 0x001849f0 | TM#19 | LT1-10349/12086 | LT1-31113-1594 | FUNCTIONAL INTERCONNECT DIAGRAM SURVEILLANCE TEST CONTROLLER SCFT BISTABLE FEEDBACK SENSOR TESTS 57 THRU 60 |  | STC新增
139 | 1H12PL1109A | 1H12PL1109A-24 | 11109A24.SCH | 1C73 | 6N765-1 ACM | 1 | 0388 4303 | G | KWA1918CL | D | 128K | 0x0025d643 | TM#19 | LT1-10349/12086 | LT1-31113-1594 | LEAK DET & ISLN SYS L0GIC ESF INSTRUMENT DIV I M0NIT0RED PARAMETERS
140 | 1H12PL1109A | 1H12PL1109A-25 |  | STC | 6N762-1 DCM3 | 1 | 1724 2503 | B | KWA1918AH |  | 32K | 0x0019c478 | TM#41 | LT1-15365/15202 | LT1-31113-1887 | FUNCTIONAL INTERCONNECT DIAGRAM SURVEILLANCE TEST CONTROLLER DIV FUNCT TEST SEQ LT47 - LT64 |  | STC新增
141 | 1H12PL1109A | 1H12PL1109A-26 | 11109A26.SCH | 1C73 | 6N760-1 DCM1 | 1 | 0143 4503 | D | KWA1918AH | C | 32K | 0x001a4a9d | TM#19 | LT1-10349/12086 | LT1-31113-1594 | LEAK DET & ISLN SYS L0GIC DIV I C0INCIDENT L0GIC RCIC AREA TEMP/SL PRESS/RHR A
142 | 1H12PL1109A | 1H12PL1109A-27 |  | STC | 6N762-1 DCM3 | 1 | 1739 2503 | A | KWA1918AH |  | 32K | 0x001cbd08 | TM#19 | LT1-10349/12086 | LT1-31113-1594 | FUNCTIONAL INTERCONNECT DIAGRAM SURVEILLANCE TEST CONTROLLER 2-OF-4 VOTING LOGIC VLU RESPONSE VERIFICATION |  | STC新增
143 | 1H12PL1109A | 1H12PL1109A-29 |  | STC | 6N762-1 DCM3 | 1 | 1799 2503 | A | KWA1918AH |  | 32K | 0x0018c076 | TM#19 | LT1-10349/12086 | LT1-31113-1594 | FUNCTIONAL INTERCONNECT DIAGRAM SURVEILLANCE TEST CONTROLLER LOGIC TEST RESPONSE COLLECTION LT47 THROUGH LT64 |  | STC新增
144 | 1H12PL1109A | 1H12PL1109A-30 | 11109A30.SCH | 1C74 | 6N760-1 DCM1 | 1 | 0180 4503 | G | KWA1918AH |  | 32K | 0x00177e7b | TM#19 | LT1-10349/12086 | LT1-31113-1594 | DIV I BPU CHAN 0F SENS0RS BYPASS SEVERE ACCIDENT L0GIC BYPASS PANEL MANUAL EMS BYPASS 6 0IAGN0STICS
145 | 1H12PL1109A | 1H12PL1109A-31 | 11109A31.SCH | STC | 6N760-1 DCM1 | 1 | 0142 4503 | H | KWA1918AH | E | 32K | 0x001d9cd7 | TM#41 | LT1-15365/15202 | LT1-31113-1887 | SURVEILLANCE TEST C0NTR0LLER C0NTR0L & INDICATI0N SENS0R CHANNEL TEST SEQUENCING
146 | 1H12PL1109A | 1H12PL1109A-32(1~2) | 11109A32.SCH | STC | 6N760-1 DCM1 | 1 | 0177 4503 | E | KWA1918AH | C | 32K | 0x001af0bc | TM#19 | LT1-10349/12086 | LT1-31113-1594 | SURVEILLANCE TEST C0NTR0LLER C0NTR0L & INDICATI0N DIV FUNCT TEST SEQ LT1 - LT16
147 | 1H12PL1109A | 1H12PL1109A-33 | 11109A33.SCH | STC | 6N760-1 DCM1 | 1 | 0165 4503 | F | KWA1918AH |  | 32K | 0x0019545c | TM#19 | LT1-10349/12086 | LT1-31113-1594 | SURVEILLANCE TEST C0NTR0LLER MANUAL SCFT C0NTR0L & INDICATI0N BL0CK REM0VAL C0LLECTI0N
148 | 1H12PL1109A | 1H12PL1109A-34 | 11109A34.SCH | STC | 6N762-1 DCM3 | 1 | 1965 5003 | D | KWA1918AH | C | 32K | 0x001962e1 | TM#19 | LT1-10349/12086 | LT1-31113-1594 | SURVEILLANCE TEST C0NTR0LLER SCFT BISTABLE FEEDBACK SENS0R TESTS 1 THRU 7
149 | 1H12PL1109A | 1H12PL1109A-35 | 11109A35.SCH | 1C73 | 6N760-1 DCM1 | 1 | 0166 4503 | C | KWA1918AH | C | 32K | 0x001af993 | TM#19 | LT1-10349/12086 | LT1-31113-1594 | LEAK DET & ISLN SYS L0GIC DIV I C0INCIDENT L0GIC RCIC RHR A/C,RWCU,RBHV/ACS IS0L
150 | 1H12PL1109A | 1H12PL1109A-36 | 11109A36.SCH | STC | 6N762-1 DCM3 | 1 | 1966 5003 | D | KWA1918AH | C | 32K | 0x0019fb34 | TM#19 | LT1-10349/12086 | LT1-31113-1594 | SURVEILLANCE TEST C0NTR0LLER SCFT BISTABLE FEEDBACK SENS0R TESTS 8 THRU 17
151 | 1H12PL1109A | 1H12PL1109A-37 | 11109A37.SCH | STC | 6N762-1 DCM3 | 1 | 1977 5003 | D | KWA1918AH | C | 32K | 0x0018c6ea | TM#19 | LT1-10349/12086 | LT1-31113-1594 | SURVEILLANCE TEST C0NTR0LLER SCFT BISTABLE FEEDBACK SENS0R TESTS 18 THRU 28
152 | 1H12PL1109A | 1H12PL1109A-38 | 11109A38.SCH | STC | 6N762-1 DCM3 | 1 | 1921 5003 | D | KWA1918AH | C | 32K | 0x0018c043 | TM#19 | LT1-10349/12086 | LT1-31113-1594 | SURVEILLANCE TEST C0NTR0LLER SCFT BISTABLE FEEDBACK SENS0R TESTS 29 THRU 40
153 | 1H12PL1109A | 1H12PL1109A-39 | 11109A39.SCH | 1C73 | 6N760-1 DCM1 | 1 | 0153 4503 | F | KWA1918AH |  | 32K | 0x001b07df | TM#19 | LT1-10349/12086 | LT1-31113-1594 | LEAK DET & ISLN SYS L0GIC DIV I C0INCIDENT L0GIC RCIC IS0/ SL FL0W/TURB EXH PR/DW PR (TRI)
154 | 1H12PL1109A | 1H12PL1109A-40 | 11109A40.SCH | STC | 6N762-1 DCM3 | 1 | 1964 5003 | D | KWA1918AH | C | 32K | 0x0019cd8c | TM#19 | LT1-10349/12086 | LT1-31113-1594 | SURVEILLANCE TEST C0NTR0LLER SCFT BISTABLE FEEDBACK SENS0R TESTS 41 THRU 51
155 | 1H12PL1109A | 1H12PL1109A-41 | 11109A41.SCH | STC | 6N762-1 DCM3 | 1 | 1967 5003 | E | KWA1918AH | D | 32K | 0x001c9b0d | TM#19 | LT1-10349/12086 | LT1-31113-1594 | SURVEILLANCE TEST C0NTR0LLER 2-0F-4 AND 3-0F-4 V0TING L0GIC VLU RESP0NSE VERIFICATI0N
156 | 1H12PL1109A | 1H12PL1109A-43 | 11109A43.SCH | 1C73 | 6N760-1 DCM1 | 1 | 0155 4503 | E | KWA1918AH | D | 32K | 0x001b7aec |  |  |  | LEAK DET & ISLN SYS L0GIC DIV I C0INCIDENT L0GIC RWCU L0GIC & R00M TEMPERATURES
157 | 1H12PL1109A | 1H12PL1109A-44 | 11109A44.SCH | 1P21 | 6N765-1 ACM | 1 | 0183 4202 | C | KWA1918CL | D | 128K | 0x002651ec |  |  |  | RB CLG WATER SYSTEM L0GIC TW0 INP VAL AVG. TCVS DIVISI0N A
158 | 1H12PL1109B | 1H12PL1109B-N1 |  | H23 | 6N754-1 NIM | 1 | 0284 1511
159 | 1H12PL1109B | 1H12PL1109B-N2 |  | H23 | 6N754-1 NIM | 1 | 0176 4903
160 | 1H12PL1109B | 1H12PL1109B-PS1 |  | H23 | 8N77-1 9N189 | 1 | 29
161 | 1H12PL1109B | 1H12PL1109B-PS2 |  | H23 | 8N77-1 9N189 | 1 | 9
162 | 1H12PL1109B | 1H12PL1109B-01 | 11109B01.SCH | 1B21 | 6N765-1 ACM | 1 | 0044 4202 | F | KWA1918CL | F | 128K | 0x00260050 | TM#40 |  |  | MAIN STEAM SYSTEM L0GIC ANAL0G TRIP SIGNALS DIV I |  | 01.現場安裝應為更新版本，需將現場EPROM讀出再行確認02.105.08.04現場讀出Checksum為0x00260050，並同步更新檔案為現場使用版本。
163 | 1H12PL1109B | 1H12PL1109B-02 | 11109B02.SCH | 1B21 | 6N765-1 ACM | 1 | 0435 5003 | F | KWA1918CL | E | 128K | 0x0025cf5f |  |  |  | MAIN STEAM SYSTEM L0GIC MSL FL0W ANAL0G SIGNALS
164 | 1H12PL1109B | 1H12PL1109B-03 | 11109B03.SCH | 1B21 | 6N765-1 ACM | 1 | 0358 4303 | E | KWA1918CL | D | 128K | 0x0027c713 |  |  |  | MAIN STEAM SYSTEM L0GIC ADS INITIATI0N DIV I C0UNTD0WN TIMERS (TRAIN 1
165 | 1H12PL1109B | 1H12PL1109B-04 | 11109B04.SCH | 1E51 | 6N765-1 ACM | 1 | 0273 4303 | E | KWA1918CL | D | 128K | 0x00241cd1 |  |  |  | RX C0RE ISLN CLG L0GIC (RCIC) TURBINE EXHAUST PRESS DIV I
166 | 1H12PL1109B | 1H12PL1109B-05 | 11109B05.SCH | 1E51 | 6N765-1 ACM | 1 | 0274 4303 | D | KWA1918CL | E | 128K | 0x0027ba45 |  |  |  | RX C0RE ISLN CLG L0GIC (RCIC) ANAL0G INPUTS DIV I
167 | 1H12PL1109B | 1H12PL1109B-06 | 11109B06.SCH | 1E51 | 6N765-1 ACM | 1 | 0303 4303 | E | KWA1918CL | E | 128K | 0x0027771f |  |  |  | RX C0RE ISLN CLG L0GIC (RCIC) ANAL0G INPUTS DIV I
168 | 1H12PL1109B | 1H12PL1109B-09 | 11109B09.SCH | 1E51 | 6N765-1 ACM | 1 | 0398 4303 | F | KWA1918CL |  | 128K | 0x00272b9d | TM#19 | LT1-10349/12086 | LT1-31113-1594 | RX C0RE ISLN CLG L0GIC (RCIC) RCIC FL0W TRANSMITERS DIV I
169 | 1H12PL1109B | 1H12PL1109B-10 | 11109B10.SCH | 1T55 | 6N765-1 ACM | 1 | 0179 4202 | E | KWA1918CL | E | 128K | 0x002a364d |  |  |  | AX BLDG SERV WATER PUMP H0USE MCD-5101Al/A2 C0NTR0LS DIV I
170 | 1H12PL1109B | 1H12PL1109B-11 | 11109B11.SCH | 1T55 | 6N765-1 ACM | 1 | 0335 4303 | E | KWA1918CL | E | 128K | 0x002a3986 |  |  |  | RX BLDG SERV WATER PUMP H0USEMCD-5202A2/A3 C0NTR0LS DIV I
171 | 1H12PL1109B | 1H12PL1109B-12 | 11109B12.SCH | 1B21 | 6N765-1 ACM | 1 | 0272 4303 | E | KWA1918CL | D | 128K | 0x00249b36 |  |  |  | MAIN STEAM SYSTEM L0GIC ADS INITIATI0N DIV I C0UNTD0WN TIMERS (TRAIN 2)
172 | 1H12PL1109B | 1H12PL1109B-13 | 11109B13.SCH | 1T55 | 6N765-1 ACM | 1 | 0287 4303 | E | KWA1918CL | E | 128K | 0x002a3815 |  |  |  | RX BLDG SERV WATER PUMP H0USE MCD-5 10 iA3/A4 C0NTR0LS DIV I
173 | 1H12PL1109B | 1H12PL1109B-14 | 11109B14.SCH | 1B21 | 6N765-1 ACM | 1 | 0366 4303 | F | KWA1918CL | D | 128K | 0x00248ed5 |  |  |  | MAIN STEAM SYSTEM L0GIC ANAL0G SIGNALS DIV I
174 | 1H12PL1109B | 1H12PL1109B-15 | 11109B15.SCH | 1T43 | 6N762-1 DCM3 | 1 | 0932 2503 | C | KWA1918AH | B | 32K | 0x0016bf8b | TM#33 | LT1-14291 | LT1-31113-1724 | C0NTR0L BLDG HVAC SYS L0GIC SREA DIV A AHU-0001A
175 | 1H12PL1109B | 1H12PL1109B-16 | 11109B16.SCH | 1C41 | 6N765-1 ACM | 1 | 0367 4303 | D | KWA1918CL |  | 128K | 0x00259338 |  |  |  | STANDBY LIQUID CTRL SYS L0GIC ANAL0G M0NIT0RING
176 | 1H12PL1109B | 1H12PL1109B-17 | 11109B17.SCH | 1K11 | 6N765-1 ACM | 1 | 0368 4303 | H | KWA1918CL | F | 128K | 0x0026b917 | TM#19 | LT1-10349/12086 | LT1-31113-1594 | RWCP HX R00M ill LEVEL INPUT VRLIDRTED RVERRGE LT-0050R1. R2. R3 RN0 R4
177 | 1H12PL1109B | 1H12PL1109B-18 | 11109B18.SCH | 1K11 | 6N760-1 DCM1 | 1 | 0040 3902 | E | KWA1918AH | E | 32K | 0x0018f5c3 |  |  |  | RBCW HX RM I11 LEVEL HIGH/HI-HI
178 | 1H12PL1109B | 1H12PL1109B-19 | 11109B19.SCH | 1T55 | 6N765-1 ACM | 1 | 0393 4303 | E | KWA1918CL | E | 128K | 0x002a3a5b |  |  |  | RX BLDG SERV WATER PUMP H0USEMCD-5202A5/A6 C0NTR0LS DIV I
179 | 1H12PL1109B | 1H12PL1109B-20 | 11109B20.SCH | 1E11 | 6N760-1 DCM1 | 1 | 0053 3902 | E | KWA1918AH | E | 32K | 0x00196933 | TM#19 | LT1-10349/12086 | LT1-31113-1594 | RESIDUAL HEAT REM0VAL SYSTEM L00P A LPFL INITIATI0N DIV I MBV-0005
180 | 1H12PL1109B | 1H12PL1109B-21 | 11109B21.SCH | 1B21 | 6N760-1 DCM1 | 1 | 0156 4503 | C | KWA1918AH | C | 32K | 0x00190109 | TM#19 | LT1-10349/12086 | LT1-31113-1594 | MAIN STEAM SYSTEM L0GIC SDV-3BC. 44B.50C DIV I SRV-3C. 5B.7C (TRAIN 1)
181 | 1H12PL1109B | 1H12PL1109B-22 | 11109B22.SCH | 1E51 | 6N760-1 DCM1 | 1 | 0140 4503 | A | KWA1918AH | B | 32K | 0x001939f5 |  |  |  | RX C0RE ISLN CLG L0GIC (RCIC) AUT0 INITIATI0N / SHUTD0WN DIV I
182 | 1H12PL1109B | 1H12PL1109B-23 | 11109B23.SCH | 1B21 | 6N760-1 DCM1 | 1 | 0162 4503 | C | KWA1918AH | C | 32K | 0x00190120 | TM#19 | LT1-10349/12086 | LT1-31113-1594 | MAIN STEAM SYSTEM L0GIC SDV-3BC. 44B.50C DIV I SRV-3C. 5B.7C (TRAIN 2)
183 | 1H12PL1109B | 1H12PL1109B-24 | 11109B24.SCH | 1B21 | 6N760-1 DCM1 | 1 | 0170 4503 | C | KWA1918AH | C | 32K | 0x00185862 | TM#19 | LT1-10349/12086 | LT1-31113-1594 | MAIN STEAM SYSTEM L0GIC SDV-47A. 438. ACV-0014 DIV I SRV-6A. 40 (TRAIN 1)
184 | 1H12PL1109B | 1H12PL1109B-25 | 11109B25.SCH | 1B21 | 6N760-1 DCM1 | 1 | 0169 4503 | C | KWA1918AH | C | 32K | 0x001856f0 | TM#19 | LT1-10349/12086 | LT1-31113-1594 | MAIN STEAM SYSTEM L0GIC SDV-46D. AUT0 L0GIC DIV I SRV-5D (TRAIN 1)
185 | 1H12PL1109B | 1H12PL1109B-26 | 11109B26.SCH | 1B21 | 6N760-1 DCM1 | 1 | 0151 4503 | C | KWA1918AH | C | 32K | 0x00185e1e | TM#19 | LT1-10349/12086 | LT1-31113-1594 | MAIN STEAM SYSTEM L0GIC S0V-47A. 438. ACV-0014 DIV I SRV-6A. 48 (TRAIN 2)
186 | 1H12PL1109B | 1H12PL1109B-27 | 11109B27.SCH | 1B21 | 6N760-1 DCM1 | 1 | 0149 4503 | C | KWA1918AH | C | 32K | 0x0018486e | TM#19 | LT1-10349/12086 | LT1-31113-1594 | MAIN STEAM SYSTEM L0GIC S0V-46D. AUT0 LDGIC DIV I SRV-50 (TRAIN 2)
187 | 1H12PL1109B | 1H12PL1109B-28 | 11109B28.SCH | 1E51 | 6N760-1 DCM1 | 1 | 0163 4503 | E | KWA1918AH | D | 32K | 0x001bb9ea | TM#37 | LT1-14576 | LT1-31113-1769 | RX C0RE ISLN CLG L0GIC (RCIC) AUT0 INITIATI0N / SHUTD0WN DIV-I AND SAFETY VLV 0VERL0AD BYPASS TESTING
188 | 1H12PL1109B | 1H12PL1109B-29 | 11109B29.SCH | 1B21 | 6N760-1 DCM1 | 1 | 0186 4503 | F | KWA1918AH | D | 32K | 0x001b0ad9 | TM#19 | LT1-10349/12086 | LT1-31113-1594 | MAIN STEAM SYSTEM LDGIC ADS INITIATI0N DIV I TRAIN 1 RX LVL CLl. <Li.5. DW PRESS HIGH
189 | 1H12PL1109B | 1H12PL1109B-30 | 11109B30.SCH | 1P26 | 6N762-1 DCM3 | 1 | 0945 2503 | A | KWA1918AH | B | 32K | 0x00172188 |  |  |  | RB SERVICE WATER SYSTEM SYSTEM M0NIT0RING DIVISI0N I
190 | 1H12PL1109B | 1H12PL1109B-31 | 11109B31.SCH | 1B21 | 6N760-1 DCM1 | 1 | 0146 4503 | E | KWA1918AH | E | 32K | 0x001abce6 | TM#19 | LT1-10349/12086 | LT1-31113-1594 | MAIN STEAM SYSTEM LDGIC ADS INITIATI0N DIV I TRAIN 2 RX LVL <Ll. CLl.5. DW PRESS HIGH
191 | 1H12PL1109B | 1H12PL1109B-32 | 11109B32.SCH | 1E51 | 6N760-1 DCM1 | 1 | 0160 4503 | F | KWA1918AH |  | 32K | 0x001b27ce | TM#19 | LT1-10349/12086 | LT1-31113-1594 | RX C0RE ISLN CLG L0GIC (RCIC) SUPP P00L SUCT VLV MBV-0006, DIV-I AND ISLN SIGNALS & SYSTEM 0UT 0F SERVICE
192 | 1H12PL1109B | 1H12PL1109B-35 | 11109B35.SCH | 1C51 | 6N765-1 ACM | 1 | 0370 4303 | C | KWA1918CL | D | 128K | 0x0026585a |  |  |  | NEUTR0N MNTRNG SYS L0GIC DATA LINK T0 MCRP (1E)
193 | 1H12PL1109B | 1H12PL1109B-36 | 11109B36.SCH | 1C51 | 6N765-1 ACM | 1 | 0299 4303 | D | KWA1918CL | E | 128K | 0x00271cdd |  |  |  | NEUTR0N MNTRNG SYS L0GIC DATA LINK T0 MCRP (1E)
194 | 1H12PL1109C | 1H12PL1109C-N1 |  | H23 | 6N754-1 NIM | 1 | 0177 4903
195 | 1H12PL1109C | 1H12PL1109C-N2 |  | H23 | 6N754-1 NIM | 1 | 0172 4903
196 | 1H12PL1109C | 1H12PL1109C-PS1 |  | H23 | 8N77-1 9N189 | 1 | 13
197 | 1H12PL1109C | 1H12PL1109C-PS2 |  | H23 | 8N77-1 9N189 | 1 | 4
198 | 1H12PL1109C | 1H12PL1109C-01 | 11109C01.SCH | 1P21 | 6N762-1 DCM3 | 1 | 0943 2503 | B | KWA1918AH | C | 32K | 0x00173681 |  |  |  | RB CLG WATER SYSTEM L0GIC 0VERL0AD BYPASS TEST 0IVISI0N A
199 | 1H12PL1109C | 1H12PL1109C-02 | 11109C02.SCH | 1T41 | 6N765-1 ACM | 1 | 0171 4202 | G | KWA1918CL | D | 128K | 0x00279ab2 |  |  |  | REACT0R BLDG HVAC SYS L0GIC RBSREEHV DIV A SPLY FAN-0608A1
200 | 1H12PL1109C | 1H12PL1109C-03 | 11109C03.SCH | 1T41 | 6N765-1 ACM | 1 | 0177 4202 | D | KWA1918CL | D | 128K | 0x00265873 |  |  |  | REACT0R BLDG HVAC SYS L0GIC RBSRDGHV 6 RBSCHV DIV A FAN-0502A2 6 MCD-0193A
201 | 1H12PL1109C | 1H12PL1109C-04 | 11109C04.SCH | 1T62 | 6N765-1 ACM | 1 | 0266 4303 | H | KWA1918CL | D | 128K | 0x002583e2 | TM#41 | LT1-15365/15202 | LT1-31113-1887 | CNTMT M0NIT0RING L0GIC PRESSURE/LEVEL INDICATI0NS AND ALARMS DIV I
202 | 1H12PL1109C | 1H12PL1109C-05 | 11109C05.SCH | 1T41 | 6N765-1 ACM | 1 | 0313 4303 | H | KWA1918CL | E | 128K | 0x00286191 | TM#37 | LT1-14563 | LT1-31113-1816 | REACT0R BLDG HVAC SYS L0GIC SYSTEM TRIP AND RBSCHV IS0LATI0N DIV I
203 | 1H12PL1109C | 1H12PL1109C-06 | 11109C06.SCH | 1G31 | 6N765-1 ACM | 1 | 0070 4202 | E | KWA1918CL | D | 128K | 0x0026887c |  |  |  | AX WATER CLEANUP SYS L0GIC FL0W TEMP C0MPENSATED DIV I
204 | 1H12PL1109C | 1H12PL1109C-07 | 11109C07.SCH | 1T41 | 6N765-1 ACM | 1 | 0182 4202 | F | KWA1918CL | D | 128K | 0x00279b94 |  |  |  | REACT0R BLDG HVAC SYS L0GIC RBSREEHV DIV A SPLY FAN-0608A2
205 | 1H12PL1109C | 1H12PL1109C-08 | 11109C08.SCH | 1T41 | 6N765-1 ACM | 1 | 0340 4303 | G | KWA1918CL | E | 128K | 0x0027463f |  |  |  | REACT0R BLDG HVAC SYS L0GIC SYSTEM TRIP AND RBSCHV IS0LATI0N DIV I
206 | 1H12PL1109C | 1H12PL1109C-09 | 11109C09.SCH | 1P13 | 6N765-1 ACM | 1 | 0345 4303 | E | KWA1918AH | D | 32K | 0x0021e97d | TM#19 | LT1-10349/12086 | LT1-31113-1594 | CNDS ST0RGXFER SYS L0GIC CNDS ST0RAGE TANK LEVEL TRANSMITTERS (SAFETY)
207 | 1H12PL1109C | 1H12PL1109C-10 | 11109C10.SCH | 1W12 | 6N765-1 ACM | 1 | 0327 4303 | F | KWA1918CL |  | 128K | 0x002681e5 |  |  |  | A1 INTAKE SCREENGSCREEN WASH (SAFETY) PR0CESS M0NIT0RING
208 | 1H12PL1109C | 1H12PL1109C-11 | 11109C11.SCH | 1T41 | 6N765-1 ACM | 1 | 0261 4303 | E | KWA1918CL | C | 128K | 0x0024a750 |  |  |  | REACT0R BLDG HVAC SYS L0GIC RBSREEHV DIV A EXHAUST FAN-0601Al/A2 TW0 INPUT VAL AVG
209 | 1H12PL1109C | 1H12PL1109C-12 | 11109C12.SCH | 1C73 | 6N765-1 ACM | 1 | 0098 4202 | E | KWA1918CL | C | 128K | 0x00245eae |  |  |  | LEAK DET & ISLN SYS L0GIC ESF INSTRUMENT DIV I M0NIT0RED PARAMETERS
210 | 1H12PL1109C | 1H12PL1109C-13 | 11109C13.SCH | 1R21 | 6N765-1 ACM | 1 | 0357 4303 | C | KWA1918CL | D | 128K | 0x0025e118 |  |  |  | EMER DIESEL GEN SYS L0GIC EDG 1A CTRL PNL (DIV I) GENERAT0R IND 6 CTRL
211 | 1H12PL1109C | 1H12PL1109C-14 | 11109C14.SCH | 1E11 | 6N765-1 ACM | 1 | 0041 4202 | K | KWA1918CL | E | 128K | 0x002772ae | TM#19 | LT1-10349/12086 | LT1-31113-1594 | RESIDUAL HEAT REM0VAL SYSTEM L0GIC L00P A ANAL0G SIGNALS DIVISI0N I
212 | 1H12PL1109C | 1H12PL1109C-15 | 11109C15.SCH | 1W12 | 6N765-1 ACM | 1 | 0408 5003 | F | KWA1918CL |  | 128K | 0x0026858b |  |  |  | A2 INTAKE SCREENGSCREEN WASH (SAFETY) PR0CESS M0NIT0RING
213 | 1H12PL1109C | 1H12PL1109C-16 | 11109C16.SCH | 1R21 | 6N765-1 ACM | 1 | 0431 5003 | F | KWA1918CL | D | 128K | 0x00272d30 |  |  |  | EMER DIESEL GEN SYS L0GIC EDG 1A CTRL PNL (DIV I) FUEL 0IL. C00LING WTR IND 6 ALMS
214 | 1H12PL1109C | 1H12PL1109C-17 | 11109C17.SCH | 1C73 | 6N760-1 DCM1 | 1 | 0148 N/A | A | KWA1918AH | B | 32K | 0x0017f8ab |  |  |  | LEAK DET & ISLN SYS L0GIC DIV I C0INCIDENT L0GIC (TRAIN 2) RCIC IS0/RX WTR LVL Ll/DW PRESS
215 | 1H12PL1109C | 1H12PL1109C-18 | 11109C18.SCH | 1B21 | 6N760-1 DCM1 | 1 | 0008 3902 | A | KWA1918AH | B | 32K | 0x0017f8ab |  |  |  | MAIN STEAM SYSTEM LDGIC ADS INITIATI0N DIV I TRAIN 1 RX WATER LVL <Ll
216 | 1H12PL1109C | 1H12PL1109C-19 | 11109C19.SCH | 1B21 | 6N760-1 DCM1 | 1 | 0023 3902 | B | KWA1918AH | C | 32K | 0x0017f910 |  |  |  | MAIN STEAM SYSTEM L0GIC ADS INITIATI0N DIV I 0W PRESS HIGH
217 | 1H12PL1109C | 1H12PL1109C-20 | 11109C20.SCH | 1B21 | 6N760-1 DCM1 | 1 | 0021 3902 | A | KWA1918AH | B | 32K | 0x0017f9a5 |  |  |  | MAIN STEAM SYSTEM L0GIC ADS INITIATI0N DIV I TRAIN 1 RX WATER LVL <Ll
218 | 1H12PL1109C | 1H12PL1109C-26 | 11109C26.SCH | 1T41 | 6N765-1 ACM | 1 | 0433 5003 | E | KWA1918CL | D | 128K | 0x002627f5 |  |  |  | REACT0R BLDG HVAC SYS L0GIC AIR INL DMPR, MCD-0448A DUCT AND TUNNEL TEMP
219 | 1H12PL1109C | 1H12PL1109C-32 | 11109C32.SCH | 1E11 | 6N765-1 ACM | 1 | 0380 4303 | G | KWA1918CL |  | 128K | 0x00281b1e | TM#19 | LT1-10349/12086 | LT1-31113-1594 | RESIDUAL HEAT REM0VAL SYSTEM L0GIC L00P A ANAL0G SIGNALS DIVISI0N I
220 | 1H12PL1109C | 1H12PL1109C-33 | 11109C33.SCH | 1E11 | 6N760-1 DCM1 | 1 | 0026 3902 | D | KWA1918AH | D | 32K | 0x0019c898 | TM#19 | LT1-10349/12086 | LT1-31113-1594 | RESIDUAL HEAT REM0VAL SYSTEM SUPPRESSSI0N P00L C00LING INIT SIGNALS DIV I L00P A
221 | 1H12PL1109C | 1H12PL1109C-34 | 11109C34.SCH | 1P26 | 6N760-1 DCM1 | 1 | 0025 3902 | C | KWA1918AH | C | 32K | 0x0017eda7 | TM#33 | LT1-14348 | LT1-31113-1727 | SERVICE WATER SYSTEM DIVISI0N A HEAT EXCHANGER INLET/0UTLET VALVES IN SERVICE
222 | 1H12PL1109C | 1H12PL1109C-35 | 11109C35.SCH | 1P25 | 6N765-1 ACM | 1 | 0434 5003 | F | KWA1918CL | E | 128K | 0x002a3e44 |  |  |  | EMERGENCY CHILLED WTR SYS L0GIC DIV I. RB ECW RETURN VLV ACV-00 16A
223 | 1H12PL1109C | 1H12PL1109C-36 | 11109C36.SCH | 1P25 | 6N765-1 ACM | 1 | 0039 4202 | E | KWA1918CL | E | 128K | 0x002a2c21 |  |  |  | EMERGENCY CHILLED WTR SYS L0GIC DIV I. ECW BYPASS VLV ACV-002 1A
224 | 1H12PL1109C | 1H12PL1109C-37 | 11109C37.SCH | 1P25 | 6N765-1 ACM | 1 | 0436 5003 | C | KWA1918CL | D | 128K | 0x0025c101 |  |  |  | EMER CHILLED WTR SYS L0GIC DIV I ECW SPLY/RTN DIFF PRESS
225 | 1H12PL1109C | 1H12PL1109C-38 | 11109C38.SCH | 1G31 | 6N765-1 ACM | 1 | 0305 4303 | D | KWA1918CL | D | 128K | 0x00269009 |  |  |  | RX WATER CLEANUP SYS L0GIC FL0W TEMP C0MPENSATED DIV I
226 | 1H12PL1109C | 1H12PL1109C-39 | 11109C39.SCH | 1G31 | 6N765-1 ACM | 1 | 0395 4303 | D | KWA1918CL | C | 128K | 0x00268fe5 |  |  |  | RX WATER CLEANUP SYS L0GIC FL0W TEMP C0MPENSATE0 0IV I
227 | 1H12PL1109C | 1H12PL1109C-40 | 11109C40.SCH | 1G31 | 6N765-1 ACM | 1 | 0310 4303 | E | KWA1918CL | C | 128K | 0x0026937c |  |  |  | RX WATER CLEANUP SYS L0GIC FL0W TEMP C0MPENSATED DIV I
228 | 1H12PL1208 | 1H12PL1208-PS1 |  | H23 | 8N80-1 9N190 | 2
229 | 1H12PL1208 | 1H12PL1208-PS2 |  | H23 | 8N80-1 9N190 | 2
230 | 1H12PL1209A | 1H12PL1209A-N1 |  | H23 | 6N754-1 NIM | 2 | 0013 3902
231 | 1H12PL1209A | 1H12PL1209A-N2 |  | H23 | 6N754-1 NIM | 2 | 0090 3902
232 | 1H12PL1209A | 1H12PL1209A-N3 |  | H23 | 6N757-1 CIM | 2 | 0023 4102
233 | 1H12PL1209A | 1H12PL1209A-N4 |  | H23 | 6N757-1 CIM | 2 | 0016 4102
234 | 1H12PL1209A | 1H12PL1209A-N5 |  | H23 | 6N757-1 CIM | 2 | 0017 4102
235 | 1H12PL1209A | 1H12PL1209A-N6 |  | H23 | 6N757-1 CIM | 2 | 0018 4102
236 | 1H12PL1209A | 1H12PL1209A-47 |  | H23 | 6N756-1 BTM | 2 | 0010 1703
237 | 1H12PL1209A | 1H12PL1209A-48 |  | H23 | 6N756-1 BTM | 2 | 0012 1703
238 | 1H12PL1209A | 1H12PL1209A-PS1 |  | H23 | 8N77-1 9N189 | 2 | 28
239 | 1H12PL1209A | 1H12PL1209A-PS2 |  | H23 | 8N77-1 9N189 | 2 | 26
240 | 1H12PL1209A | 1H12PL1209A-01 | 11209A01.SCH | 1T63 | 6N760-1 DCM1 | 2 | 0015 3902 | B | KWA1918AH | B | 32K | 0x0017a20d | TM#19 | LT1-10349/12086 | LT1-31113-1344/1486 | PR0C RAD M0NIT0RING L0GIC DIV I1 CRHA AIR INTAKE A RMS 2/4 L0GIC
241 | 1H12PL1209A | 1H12PL1209A-02 |  | STC | 6N762-1 DCM3 | 2 | 0016 4202 | A | KWA1918AH | 32K | 32K | 0x0018c949 | TM#19 | LT1-10349/12086 | LT1-31113-1344/1486 | FUNCTIONAL INTERCONNECT DIAGRAM SURVEILLANCE TEST CONTROLLER SCFT BISTABLE FEEDBACK SENSOR TESTS 54 THRU 58 |  | STC新增
242 | 1H12PL1209A | 1H12PL1209A-03 |  | STC | 6N762-1 DCM3 | 2 | 0019 4202 | A | KWA1918AH |  | 32K | 0x001af059 | TM#19 | LT1-10349/12086 | LT1-31113-1344/1486 | FUNCTIONAL INTERCONNECT DIAGRAM SURVEILLANCE TEST CONTROLLER 2-OF-4 VOTING LOGIC VLU RESPONSE VERIFICATION |  | STC新增
243 | 1H12PL1209A | 1H12PL1209A-04 |  | STC | 6N762-1 DCM3 | 2 | 0017 4202 | A | KWA1918AH |  | 32K | 0x001844f3 | TM#19 | LT1-10349/12086 | LT1-31113-1344/1486 | FUNCTIONAL INTERCONNECT DIAGRAM SURVEILLANCE TEST CONTROLLER SCFT BISTABLE FEEDBACK SENSOR TESTS 59 THRU 62 |  | STC新增
244 | 1H12PL1209A | 1H12PL1209A-05 |  | STC | 6N762-1 DCM3 | 2 | 1148 2503 | A | KWA1918AH |  | 32K | 0x00199fb7 | TM#19 | LT1-10349/12086 | LT1-31113-1344/1486 | FUNCTIONAL INTERCONNECT DIAGRAM SURVEILLANCE TEST CONTROLLER 2-OF-4 VOTING LOGIC VLU RESPONSE VERIFICATION |  | STC新增
245 | 1H12PL1209A | 1H12PL1209A-06 |  | STC | 6N762-1 DCM3 | 2 | 1154 2503 | A | KWA1918AH |  | 32K | 0x0018fbe8 | TM#19 | LT1-10349/12086 | LT1-31113-1344/1486 | FUNCTIONAL INTERCONNECT DIAGRAM SURVEILLANCE TEST CONTROLLER LOGIC TEST RESPONSE COLLECTION LT48 THRU LT66 |  | STC新增
246 | 1H12PL1209A | 1H12PL1209A-08 | 11209A08.SCH | 1T43 | 6N765-1 ACM | 2 | 0034 4202 | G | KWA1918CL | E | 128K | 0x002a53b2 | TM#40 | LT1-15195/15266 | LT1-31113-1863/1877 | C0NTR0L BLDG HVAC SYS L0GIC CRHA EMER SUPPLY FAN DIV I1 FAN-0101B1 |  | 【SCH：F】【BIN：G】【缺G版SCH】
247 | 1H12PL1209A | 1H12PL1209A-09 | 11209A09.SCH | 1T43 | 6N765-1 ACM | 2 | 0043 4202 | C | KWA1918CL | D | 128K | 0x0027340c |  |  |  | C0NTR0L BLDG HVAC SYS L0GIC CRHA DIV B EMER FILTER SGTR-0101B TW0 INPUT VAL AVG
248 | 1H12PL1209A | 1H12PL1209A-10 | 11209A10.SCH | 1T43 | 6N765-1 ACM | 2 | 0286 4303 | G | KWA1918CL | E | 128K | 0x002a597f | TM#40 | LT1-15195/15266 | LT1-31113-1863/1877 | C0NTR0L BLDG HVAC SYS L0GIC CRHA EMER SUPPLY FAN DIV I1 FAN-0101B2 |  | 【SCH：F】【BIN：G】【缺G版SCH】
249 | 1H12PL1209A | 1H12PL1209A-12 | 11209A12.SCH | 1T43 | 6N762-1 DCM3 | 2 | 1993 5003 | B | KWA1918AH | C | 32K | 0x0016bfe3 |  |  |  | C0NTR0L BLDG HVAC SYS L0GIC SREA DIV B AHU-0001B
250 | 1H12PL1209A | 1H12PL1209A-14 | 11209A14.SCH | 1T43 | 6N765-1 ACM | 2 | 0128 4202 | H | KWA1918CL | E | 128K | 0x00286d72 | TM#37 | LT1-08414 | LT1-31113-1152 | C0NTR0L BLDG HVAC SYS L0GIC SUPPLY FAN CRHA DIV B FAN-0002B2
251 | 1H12PL1209A | 1H12PL1209A-15 | 11209A15.SCH | 1T43 | 6N765-1 ACM | 2 | 0422 5003 | C | KWA1918CL | D | 128K | 0x00279f8d |  |  |  | C0NTR0L BLDG HVAC SYS L0GIC CRHA DIV B EMER FILTER SGTR-0101B
252 | 1H12PL1209A | 1H12PL1209A-16 | 11209A16.SCH | 1P54 | 6N765-1 ACM | 2 | 0129 4202 | G | KWA1918AH | D | 32K | 0x0023114c | TM#19 | LT1-10349/12086 | LT1-31113-1344/1486 | NITR0GEN SUPPLY SYS L0GIC DIV I1 INDICATI0NS AND ALARMS
253 | 1H12PL1209A | 1H12PL1209A-17 |  | STC | 6N762-1 DCM3 | 2 | 1781 2503 | B | KWA1918AH |  | 32K | 0x001a6478 | TM#41 | LT1-15365/15202 | LT1-31113-1887 | FUNCTIONAL INTERCONNECT DIAGRAM SURVEILLANCE TEST CONTROLLER DIV FUNCT TEST SEQ LT48 - LT67 |  | STC新增
254 | 1H12PL1209A | 1H12PL1209A-30 | 11209A30.SCH | 1C74 | 6N760-1 DCM1 | 2 | 0039 3902 | H | KWA1918AH |  | 32K | 0x00177e24 | TM#19 | LT1-10349/12086 | LT1-31113-1344/1486 | DIV I1 BPU CHAN 0F SENS0RS BYPASS SEVERE ACCI0ENT L0GIC BYPASS PANEL MANUAL EMS BYPASS 6 DIAGN0STICS
255 | 1H12PL1209A | 1H12PL1209A-31 | 11209A31.SCH | STC | 6N760-1 DCM1 | 2 | 0022 3902 | H | KWA1918AH | E | 32K | 0x001d4b8a | TM#41 | LT1-15365/15202 | LT1-31113-1887 | SURVEILLANCE TEST C0NTR0LLER C0NTR0L & INDICATI0N SENS0R CHANNEL TEST SEQUENCING
256 | 1H12PL1209A | 1H12PL1209A-32(1~2) | 11209A32.SCH | STC | 6N760-1 DCM1 | 2 | 0018 3902 | E | KWA1918AH | C | 32K | 0x001af1c8 | TM#19 | LT1-10349/12086 | LT1-31113-1344/1486 | SURVEILLANCE TEST C0NTR0LLER C0NTR0L & INDICATI0N DIV FUNCT TEST SEQ LT1 - LT16
257 | 1H12PL1209A | 1H12PL1209A-33 | 11209A33.SCH | STC | 6N760-1 DCM1 | 2 | 0017 3902 | F | KWA1918AH | C | 32K | 0x0019c9cd | TM#41 | LT1-15365/15202 | LT1-31113-1887 | SURVEILLANCE TEST C0NTR0LLER MANUAL SCFT C0NTR0L & INDICATI0N BL0CK REM0VAL C0LLECTI0N
258 | 1H12PL1209A | 1H12PL1209A-34 | 11209A34.SCH | STC | 6N762-1 DCM3 | 2 | 1465 2503 | D | KWA1918AH | C | 32K | 0x001919bd | TM#19 | LT1-10349/12086 | LT1-31113-1344/1486 | SURVEILLANCE TEST C0NTR0LLER SCFT BISTABLE FEEDBACK SENS0R TESTS 1 THRU 7
259 | 1H12PL1209A | 1H12PL1209A-35 | 11209A35.SCH | STC | 6N762-1 DCM3 | 2 | 1438 2503 | D | KWA1918AH | C | 32K | 0x0019d02a | TM#19 | LT1-10349/12086 | LT1-31113-1344/1486 | SURVEILLANCE TEST C0NTR0LLER SCFT BISTABLE FEEDBACK SENS0R TESTS 8 THRU 17
260 | 1H12PL1209A | 1H12PL1209A-36 | 11209A36.SCH | STC | 6N762-1 DCM3 | 2 | 1437 2503 | D | KWA1918AH | C | 32K | 0x0018b64b | TM#19 | LT1-10349/12086 | LT1-31113-1344/1486 | SURVEILLANCE TEST C0NTR0LLER SCFT BISTABLE FEEDBACK SENS0R TESTS 18 THRU 28
261 | 1H12PL1209A | 1H12PL1209A-37 | 11209A37.SCH | STC | 6N762-1 DCM3 | 2 | 1449 2503 | D | KWA1918AH | C | 32K | 0x0018b92c | TM#19 | LT1-10349/12086 | LT1-31113-1344/1486 | SURVEILLANCE TEST C0NTR0LLER SCFT BISTABLE FEEDBACK SENS0R TESTS 29 THRU 40
262 | 1H12PL1209A | 1H12PL1209A-38 | 11209A38.SCH | STC | 6N762-1 DCM3 | 2 | 1439 2503 | F | KWA1918AH | D | 32K | 0x0019e798 | TM#41 | LT1-15365/15202 | LT1-31113-1887 | SURVEILLANCE TEST C0NTR0LLER SCFT BISTABLE FEEDBACK SENS0R TESTS 41 THRU 54
263 | 1H12PL1209A | 1H12PL1209A-39(1~2) | 11209A39.SCH | STC | 6N762-1 DCM3 | 2 | 1994 5003 | F | KWA1918AH |  | 32K | 0x0019ff3c | TM#41 | LT1-15365/15202 | LT1-31113-1887 | SURVEILLANCE TEST C0NTR0LLER DIV FUNCT TEST SEQ LT17 - LT35
264 | 1H12PL1209A | 1H12PL1209A-40 | 11209A40.SCH | STC | 6N762-1 DCM3 | 2 | 1968 5003 | E | KWA1918AH | D | 32K | 0x001c7f1d | TM#19 | LT1-10349/12086 | LT1-31113-1344/1486 | SURVEILLANCE TEST C0NTR0LLER 2-0F-4 AND 3-0F-4 V0TING L0GIC VLU RESP0NSE VERIFICATI0N
265 | 1H12PL1209A | 1H12PL1209A-41 | 11209A41.SCH | STC | 6N762-1 DCM3 | 2 | 1911 5003 | E | KWA1918AH | D | 32K | 0x001dbc42 | TM#19 | LT1-10349/12086 | LT1-31113-1344/1486 | SURVEILLANCE TEST C0NTR0LLER 2-0F-4 AND 3-0F-4 V0TING L0GIC VLU RESP0NSE VERIFICATI0N
266 | 1H12PL1209A | 1H12PL1209A-42 | 11209A42.SCH | STC | 6N762-1 DCM3 | 2 | 1852 5003 | E | KWA1918AH | E | 32K | 0x0018c38b |  |  |  | SURVEILLANCE TEST C0NTR0LLER L0GIC TEST RESP0NSE C0LLECTI0N LT1 THR0UGH LT15
267 | 1H12PL1209A | 1H12PL1209A-43 | 11209A43.SCH | STC | 6N762-1 DCM3 | 2 | 1912 5003 | D | KWA1918AH | C | 32K | 0x0019ce1c | TM#19 | LT1-10349/12086 | LT1-31113-1344/1486 | SURVEILLANCE TEST C0NTR0LLER L0GIC TEST RESP0NSE C0LLECTI0N LT17 THR0UGH LT34
268 | 1H12PL1209A | 1H12PL1209A-44 | 11209A44.SCH | STC | 6N762-1 DCM3 | 2 | 1959 5003 | D | KWA1918AH | D | 32K | 0x00187680 | TM#19 | LT1-10349/12086 | LT1-31113-1344/1486 | SURVEILLANCE TEST C0NTR0LLER L0GIC TEST RESP0NSE C0LLECTI0N LT36 THRU END
269 | 1H12PL1209A | 1H12PL1209A-45 | 11209A45.SCH | STC | 6N762-1 DCM3 | 2 | 1849 5003 | B | KWA1918AH | B | 32K | 0x00194731 | TM#41 | LT1-15365/15202 | LT1-31113-1887 | SURVEILLANCE TEST C0NTR0LLER DIV FUNCT TEST SEQ LT36 - LT47
270 | 1H12PL1209A | 1H12PL1209A-46 | 11209A46.SCH | STC | 6N762-1 DCM3 | 2 | 1829 5003 | C | KWA1918AH | C | 32K | 0x001b5234 | TM#19 | LT1-10349/12086 | LT1-31113-1344/1486 | SURVEILLANCE TEST C0NTR0LLER 2-0F-4 V0TING L0GIC VLU RESP0NSE VERIFICATI0N
271 | 1H12PL1209B | 1H12PL1209B-N1 |  | H23 | 6N754-1 NIM | 2 | 0096 3902
272 | 1H12PL1209B | 1H12PL1209B-N2 |  | H23 | 6N754-1 NIM | 2 | 0201 4903
273 | 1H12PL1209B | 1H12PL1209B-PS1 |  | H23 | 8N77-1 9N189 | 2 | 43
274 | 1H12PL1209B | 1H12PL1209B-PS2 |  | H23 | 8N77-1 9N189 | 2 | 31
275 | 1H12PL1209B | 1H12PL1209B-01 | 11209B01.SCH | 1E11 | 6N760-1 DCM1 | 2 | 0159 4503 | D | KWA1918AH | D | 32K | 0x00195e72 | TM#19 | LT1-10349/12086 | LT1-31113-1344/1486 | RESIDUAL HEAT REM0VAL SYSTEM SUPPRESSSI0N P00L C00LING INIT SIGNALS DIV I1 L00P B
276 | 1H12PL1209B | 1H12PL1209B-02 | 11209B02.SCH | 1T41 | 6N765-1 ACM | 2 | 0030 4202 | J | KWA1918CL | E | 128K | 0x002858c1 | TM#37 | LT1-14563 | LT1-31113-1816 | REACT0R BLDG HVAC SYS L0GIC SYSTEM TRIP AND RBSCHV IS0LATI0N DIV I1
277 | 1H12PL1209B | 1H12PL1209B-03 | 11209B03.SCH | 1P26 | 6N760-1 DCM1 | 2 | 0036 3902 | D | KWA1918AH | C | 32K | 0x0017eef1 |  |  |  | SERVICE WATER SYSTEM 0IVISI0N B HEAT EXCHANGER INLET/0UTLET VALVES IN SERVICE
278 | 1H12PL1209B | 1H12PL1209B-04 | 11209B04.SCH | 1E11 | 6N760-1 DCM1 | 2 | 0041 3902 | D | KWA1918AH | D | 32K | 0x00196356 | TM#19 | LT1-10349/12086 | LT1-31113-1344/1486 | RESIDUAL HEAT REM0VAL SYSTEM L00P B LPFL INITIATI0N DIV I1 MBV-0005B
279 | 1H12PL1209B | 1H12PL1209B-05 | 11209B05.SCH | 1K11 | 6N760-1 DCM1 | 2 | 0006 3902 | F | KWA1918AH | E | 32K | 0x0018eef4 |  |  |  | RBCW HX RM 121 LEVEL HIGH/HI-HI
280 | 1H12PL1209B | 1H12PL1209B-06 | 11209B06.SCH | 1T41 | 6N765-1 ACM | 2 | 0031 4202 | F | KWA1918CL | D | 128K | 0x0024a156 |  |  |  | REACT0R BLDG HVAC SYS L0GIC RBSREEHV DIV B EXHAUST FAN-0601Bl/B2 TW0 INPUT VAL AVG
281 | 1H12PL1209B | 1H12PL1209B-14 | 11209B14.SCH | 1C51 | 6N765-1 ACM | 2 | 0087 4202 | D | KWA1918CL | E | 128K | 0x00271df0 |  |  |  | NEUTR0N MNTRNG SYS L0GIC DATA LINK T0 MCRP (1E)
282 | 1H12PL1209B | 1H12PL1209B-20 | 11209B20.SCH | 1T62 | 6N765-1 ACM | 2 | 0092 4202 | J | KWA1918CL | E | 128K | 0x00258ada | TM#41 | LT1-15365/15202 | LT1-31113-1887 | CNTMT M0NIT0RING L0GIC PRESSURE/LEVEL INDICATI0NS AND ALARMS DIV I1
283 | 1H12PL1209B | 1H12PL1209B-21 | 11209B21.SCH | 1R21 | 6N765-1 ACM | 2 | 0165 4202 | G | KWA1918CL | D | 128K | 0x002722e8 |  |  |  | EMER DIESEL GEN SYS L0GIC EDG 1B CTRL PNL (DIV 11) FUEL 0IL. CDLING WTR IND 6 ALMS
284 | 1H12PL1209B | 1H12PL1209B-22 | 11209B22.SCH | 1E11 | 6N765-1 ACM | 2 | 0159 4202 | E | KWA1918CL | E | 128K | 0x0026f78e | TM#19 | LT1-10349/12086 | LT1-31113-1344/1486 | RESIDUAL HEAT REM0VAL SYSTEM L0GIC L00P B ANAL0G SIGNALS DIVISI0N I1
285 | 1H12PL1209B | 1H12PL1209B-23 | 11209B23.SCH | 1K11 | 6N765-1 ACM | 2 | 0160 4202 | H | KWA1918CL | G | 128K | 0x0026ba7a |  |  |  | RWCP HX R00M I21 LEVEL 4 INPUT VRLIDATE0 RVERRGE LT-0052B1. B2, B3 RN0 B4
286 | 1H12PL1209B | 1H12PL1209B-24 | 11209B24.SCH | 1P13 | 6N765-1 ACM | 2 | 0080 4202 | D | KWA1918AH | C | 32K | 0x0021efbd | TM#19 | LT1-10349/12086 | LT1-31113-1344/1486 | CNDS ST0RGXFER SYS L0GIC CNDS ST0RAGE TANK LEVEL TRANSMITTERS (SAFETY)
287 | 1H12PL1209B | 1H12PL1209B-25 | 11209B25.SCH | 1E11 | 6N765-1 ACM | 2 | 0050 4202 | D | KWA1918CL | E | 128K | 0x002649d2 |  |  |  | RESIDUAL HEAT REM0VAL SYSTEM L0GIC L00P B ANAL0G SIGNALS DIVISI0N I1
288 | 1H12PL1209B | 1H12PL1209B-26 | 11209B26.SCH | 1G31 | 6N765-1 ACM | 2 | 0077 4202 | E | KWA1918CL | D | 128K | 0x00268766 |  |  |  | RX WATER CLEANUP SYS L0GIC FL0W TEMP C0MPENSATED DIV I1
289 | 1H12PL1209B | 1H12PL1209B-28 | 11209B28.SCH | 1E11 | 6N765-1 ACM | 2 | 0056 4202 | G | KWA1918CL |  | 128K | 0x0026c587 | TM#19 | LT1-10349/12086 | LT1-31113-1344/1486 | RESIDUAL HEAT REM0VAL SYSTEM L0GIC L00P B ANAL0G SIGNALS DIVISI0N I1
290 | 1H12PL1209B | 1H12PL1209B-29 | 11209B29.SCH | 1B21 | 6N765-1 ACM | 2 | 0013 4202 | E | KWA1918AH | D | 32K | 0x0022a482 |  |  |  | MAIN STEAM SYSTEM LDGIC ANAL0G SIGNALS DIV I1
291 | 1H12PL1209B | 1H12PL1209B-30 | 11209B30.SCH | 1W12 | 6N765-1 ACM | 2 | 0014 4202 | F | KWA1918CL |  | 128K | 0x002686d8 |  |  |  | 82 INTAKE SCREENGSCREEN WASH (SAFETY) PR0CESS M0NIT0RING
292 | 1H12PL1209B | 1H12PL1209B-31 | 11209B31.SCH | 1R21 | 6N765-1 ACM | 2 | 0032 4202 | C | KWA1918CL | D | 128K | 0x0025c5b9 |  |  |  | EMER DIESEL GEN SYS L0GIC EDG 10 CTRL PNL (DIV 11) GENERAT0R IND 6 CTRL
293 | 1H12PL1209B | 1H12PL1209B-32 | 11209B32.SCH | 1P26 | 6N762-1 DCM3 | 2 | 1365 2503 | A | KWA1918AH | B | 32K | 0x00172539 |  |  |  | RB SERVICE WATER SYSTEM SYSTEM M0NIT0RING DIVISI0N 11
294 | 1H12PL1209B | 1H12PL1209B-34 | 11209B34.SCH | 1G31 | 6N765-1 ACM | 2 | 0058 4202 | D | KWA1918CL | C | 128K | 0x00268d5c |  |  |  | RX WATER CLEANUP SYS L0GIC FL0W TEMP C0MPENSATED DIV I1
295 | 1H12PL1209B | 1H12PL1209B-35 | 11209B35.SCH | 1G31 | 6N765-1 ACM | 2 | 0093 4202 | D | KWA1918CL | C | 128K | 0x00268b73 |  |  |  | RX WATER CLEANUP SYS L0GIC FL0W TEMP C0MPENSATED 0IV I1
296 | 1H12PL1209B | 1H12PL1209B-36 | 11209B36.SCH | 1G31 | 6N765-1 ACM | 2 | 0085 4202 | D | KWA1918CL | C | 128K | 0x00268d04 |  |  |  | RX WATER CLEANUP SYS L0GIC FL0W TEMP C0MPENSATED 0IV I1
297 | 1H12PL1209B | 1H12PL1209B-37 | 11209B37.SCH | 1T55 | 6N765-1 ACM | 2 | 0057 4202 | E | KWA1918CL | E | 128K | 0x002a3b9c |  |  |  | RX BLDG SERV WATER PUMP H0USE MCD-520282/B3 C0NTR0LS DIV I1
298 | 1H12PL1209B | 1H12PL1209B-38 | 11209B38.SCH | 1T55 | 6N765-1 ACM | 2 | 0076 4202 | E | KWA1918CL | E | 128K | 0x002a375f |  |  |  | RX BLDG SERV WATER PUMP H0USE MCD-5 10 lBl/B2 C0NTR0LS DIV 11
299 | 1H12PL1209B | 1H12PL1209B-39 | 11209B39.SCH | 1T41 | 6N765-1 ACM | 2 | 0075 4202 | F | KWA1918CL | D | 128K | 0x0027ae77 |  |  |  | REACT0R BLDG HVAC SYS L0GIC RBSREEHV DIV B SPLY FAN-0608B2
300 | 1H12PL1209B | 1H12PL1209B-40 | 11209B40.SCH | 1T41 | 6N765-1 ACM | 2 | 0174 4202 | J | KWA1918CL | E | 128K | 0x00272bec | TM#19 | LT1-10349/12086 | LT1-31113-1344/1486 | REACT0R BLDG HVAC SYS L0GIC SYSTEM TRIP AND RBSCHV IS0LATI0N DIV I1
301 | 1H12PL1209B | 1H12PL1209B-41 | 11209B41.SCH | 1T41 | 6N765-1 ACM | 2 | 0153 4202 | C | KWA1918CL | D | 128K | 0x00265b8a |  |  |  | REACT0R BLDG HVAC SYS L0GIC RBSRDGHV 0 RBSCHV DIV B FAN-050281 6 MCD-0193B
302 | 1H12PL1209B | 1H12PL1209B-42 | 11209B42.SCH | 1T41 | 6N765-1 ACM | 2 | 0184 4202 | F | KWA1918CL | D | 128K | 0x00279def |  |  |  | REACT0R BLDG HVAC SYS L0GIC RBSREEHV DIV B SPLY FAN-060881
303 | 1H12PL1209B | 1H12PL1209B-43 | 11209B43.SCH | 1T41 | 6N765-1 ACM | 2 | 0067 4202 | E | KWA1918CL | D | 128K | 0x00255259 |  |  |  | REACT0R BLDG HVAC SYS L0GIC AIR INL DMPR, MCD-0448B RWCU NRHX DUCT TEMP
304 | 1H12PL1209B | 1H12PL1209B-44 | 11209B44.SCH | 1W12 | 6N765-1 ACM | 2 | 0081 4202 | F | KWA1918CL |  | 128K | 0x00268722 |  |  |  | Bl INTAKE SCREENGSCREEN WASH (SAFETY) PR0CESS M0NIT0RING
305 | 1H12PL1209B | 1H12PL1209B-45 | 11209B45.SCH | 1E11 | 6N765-1 ACM | 2 | 0068 4202 | F | KWA1918AH | D | 32K | 0x002266fe |  |  |  | RESIDUAL HEAT REM0VAL SYSTEM SUPPRESSI0N P00L C00LING UNIT INITIATI0N SIGNALS DIVISI0N I1
306 | 1H12PL1209B | 1H12PL1209B-47 | 11209B47.SCH | 1T55 | 6N765-1 ACM | 2 | 0163 4202 | E | KWA1918CL | E | 128K | 0x002a3aee |  |  |  | RX BLDG SERV WATER PUMP H0USE MCD-5202B5/86 C0NTR0LS DIV I1
307 | 1H12PL1209B | 1H12PL1209B-48 | 11209B48.SCH | 1T55 | 6N765-1 ACM | 2 | 0074 4202 | E | KWA1918CL | E | 128K | 0x002a39cf |  |  |  | RX BLDG SERV WATER PUMP H0USE MCD-5 10 1B3/B4 C0NTR0LS DIV I1
308 | 1H12PL1209C | 1H12PL1209C-N1 |  | H23 | 6N754-1 NIM | 2 | 0008 3902
309 | 1H12PL1209C | 1H12PL1209C-N2 |  | H23 | 6N754-1 NIM | 2 | 0122 4903
310 | 1H12PL1209C | 1H12PL1209C-PS1 |  | H23 | 8N77-1 9N189 | 2 | 38
311 | 1H12PL1209C | 1H12PL1209C-PS2 |  | H23 | 8N77-1 9N189 | 2 | 41
312 | 1H12PL1209C | 1H12PL1209C-01 | 11209C01.SCH | 1B21 | 6N760-1 DCM1 | 2 | 0037 3902 | C | KWA1918AH | C | 32K | 0x0018fb4a | TM#19 | LT1-10349/12086 | LT1-31113-1344/1486 | MAIN STEAM SYSTEM L0GIC SDV-508. 40D. 3BB DIV I1 SRV-7B63D (TRAIN 1). 38 (TRAIN 2)
313 | 1H12PL1209C | 1H12PL1209C-02 | 11209C02.SCH | 1P21 | 6N762-1 DCM3 | 2 | 1463 2503 | B | KWA1918AH | C | 32K | 0x00173be6 |  |  |  | RB CLG WATER SYSTEM L0GIC 0VERL0AD BYPASS TEST DIVISI0N B
314 | 1H12PL1209C | 1H12PL1209C-03 | 11209C03.SCH | 1B21 | 6N760-1 DCM1 | 2 | 0005 3902 | C | KWA1918AH | C | 32K | 0x0018fb5b | TM#19 | LT1-10349/12086 | LT1-31113-1344/1486 | MAIN STEAM SYSTEM L0GIC SDV-508. 400,388 DIV I1 SRV-7B63D (TRAIN 2). 38 (TRAIN 1)
315 | 1H12PL1209C | 1H12PL1209C-04 | 11209C04.SCH | 1B21 | 6N760-1 DCM1 | 2 | 0179 4503 | A | KWA1918AH | B | 32K | 0x0017efa2 |  |  |  | MAIN STEAM SYSTEM L0GIC ADS INITIATI0N DIV I1 DW PRESS HIGH
316 | 1H12PL1209C | 1H12PL1209C-05 | 11209C05.SCH | 1B21 | 6N760-1 DCM1 | 2 | 0010 3902 | C | KWA1918AH | C | 32K | 0x00190494 | TM#19 | LT1-10349/12086 | LT1-31113-1344/1486 | MAIN STEAM SYSTEM LDGIC SDV-410. 46A. 49C DIV I1 SRV-40.5A. 6C (TRAIN 1)
317 | 1H12PL1209C | 1H12PL1209C-06 | 11209C06.SCH | 1E22 | 6N760-1 DCM1 | 2 | 0075 3902 | C | KWA1918AH | D | 32K | 0x0019e748 |  |  |  | HP C0RE FL00DER SYS L0GIC RPV INJ ISLN VLV DIV I1 MBV-0004B
318 | 1H12PL1209C | 1H12PL1209C-07 | 11209C07.SCH | 1B21 | 6N760-1 DCM1 | 2 | 0187 4503 | C | KWA1918AH | C | 32K | 0x001903ac | TM#19 | LT1-10349/12086 | LT1-31113-1344/1486 | MAIN STEAM SYSTEM L0GIC SDV-410. 46A. 49C DIV I1 SRV-40. 5A. 6C (TRAIN 2)
319 | 1H12PL1209C | 1H12PL1209C-08 | 11209C08.SCH | 1C73 | 6N760-1 DCM1 | 2 | 0120 3902 | C | KWA1918AH | C | 32K | 0x001a4543 | TM#19 | LT1-10349/12086 | LT1-31113-1344/1486 | LEAK DET & ISLN SYS L0GIC DIV I1 C0INCIDENT L0GIC RHR AREA A, B TEMP
320 | 1H12PL1209C | 1H12PL1209C-09 | 11209C09.SCH | 1C73 | 6N760-1 DCM1 | 2 | 0114 3902 | E | KWA1918AH | D | 32K | 0x001afb0b |  |  |  | LEAK DET & ISLN SYS L0GIC DIV I1 C0INCIDENT L0GIC RWCU L0GIC & R00M TEMPERATURES
321 | 1H12PL1209C | 1H12PL1209C-10 | 11209C10.SCH | 1C73 | 6N760-1 DCM1 | 2 | 0109 3902 | B | KWA1918AH | C | 32K | 0x001ac372 |  |  |  | LEAK DET & ISLN SYS L0GIC DIV I1 C0INCIDENT L0GIC RWCU,RHR B,SPCU & DW FPR0D IS0L
322 | 1H12PL1209C | 1H12PL1209C-11 | 11209C11.SCH | 1B21 | 6N760-1 DCM1 | 2 | 0113 3902 | E | KWA1918AH | D | 32K | 0x001ae45a | TM#19 | LT1-10349/12086 | LT1-31113-1344/1486 | MAIN STEAM SYSTEM L0GIC ADS INITIATI0N DIV I1 TRAIN 1 RX LVL <~1. <~1.5. 0W PRESS HIGH
323 | 1H12PL1209C | 1H12PL1209C-12 | 11209C12.SCH | 1E22 | 6N760-1 DCM1 | 2 | 0119 3902 | E | KWA1918AH | D | 32K | 0x0019c23c | TM#41 | LT1-15365/15202 | LT1-31113-1887 | HP C0RE FL00DER SYS L0GIC L00P B INITIATI0N DIV I1
324 | 1H12PL1209C | 1H12PL1209C-13 | 11209C13.SCH | 1B21 | 6N760-1 DCM1 | 2 | 0112 3902 | D | KWA1918AH | D | 32K | 0x001aa7d1 | TM#19 | LT1-10349/12086 | LT1-31113-1344/1486 | MAIN STEAM SYSTEM L0GIC ADS INITIATI0N DIV I1 TRAIN 2 RX LVL <LI. <L1.5. DW PRESS HIGH
325 | 1H12PL1209C | 1H12PL1209C-14 | 11209C14.SCH | 1E22 | 6N760-1 DCM1 | 2 | 0118 3902 | B | KWA1918AH | C | 32K | 0x0018c3fb |  |  |  | HP C0RE FL00DER SYS L0GIC L00P B INITIATI0N DIV I1
326 | 1H12PL1209C | 1H12PL1209C-15 | 11209C15.SCH | 1C73 | 6N760-1 DCM1 | 2 | 0111 3902 | B | KWA1918AH | C | 32K | 0x0018fa4b |  |  |  | LEAK DET & ISLN SYS L0GIC DIV 11 C0INCIDENT L0GIC (TR 2) RCIC IS0/RX WTR LVL Ll/DW PRESS
327 | 1H12PL1209C | 1H12PL1209C-16 | 11209C16.SCH | 1B21 | 6N760-1 DCM1 | 2 | 0115 3902 | A | KWA1918AH | B | 32K | 0x0017ebc1 |  |  |  | MAIN STEAM SYSTEM L0GIC ADS INITIATI0N 0IV I1 RX LVL <L
328 | 1H12PL1209C | 1H12PL1209C-17 | 11209C17.SCH | 1C73 | 6N760-1 DCM1 | 2 | 0078 3902 | C | KWA1918AH |  | 32K | 0x001a42c0 |  |  |  | LEAK DET & ISLN SYS L0GIC DIV I1 C0INCIDENT L0GIC RCIC AREA TEMP/sL PRESS/RHR A
329 | 1H12PL1209C | 1H12PL1209C-18 | 11209C18.SCH | 1C73 | 6N760-1 DCM1 | 2 | 0032 3902 | D | KWA1918AH |  | 32K | 0x001ba5e8 | TM#19 | LT1-10349/12086 | LT1-31113-1344/1486 | LEAK DET & ISLN SYS L0GIC DIV I1 C0INCIDENT L0GIC RCIC/RBHV/ACS IS0,SL FL0W,TURB EXH
330 | 1H12PL1209C | 1H12PL1209C-19 | 11209C19.SCH | 1C73 | 6N760-1 DCM1 | 2 | 0016 3902 | D | KWA1918AH | D | 32K | 0x001aa463 |  |  |  | LEAK DET & ISLN SYS L0GIC DIV I1 C0INCIDENT L0GIC MSL T/ RX~L~ (TR~) /RX PRESS/DW PRESS
331 | 1H12PL1209C | 1H12PL1209C-20 | 11209C20.SCH | 1C73 | 6N760-1 DCM1 | 2 | 0045 3902 | G | KWA1918AH | E | 32K | 0x001bdecb | TM#19 | LT1-10349/12086 | LT1-31113-1344/1486 | LEAK DET & ISLN SYS L0GIC DIV I1 C0INCIDENT L0GIC RHR, DW, SGT, FCS, RX WTR LVL
332 | 1H12PL1209C | 1H12PL1209C-21 | 11209C21.SCH | 1C73 | 6N765-1 ACM | 2 | 0053 4202 | F | KWA1918CL | D | 128K | 0x00251a9c |  |  |  | LEAK DET & ISLN SYS L0GIC ESF INSTRUMENT DIV I1 M0NIT0RED PARAMETERS
333 | 1H12PL1209C | 1H12PL1209C-22 | 11209C22.SCH | 1B21 | 6N765-1 ACM | 2 | 0094 4202 | F | KWA1918CL | F | 128K | 0x0025f956 | TM#19 | LT1-10349/12086 | LT1-31113-1344/1486 | MAIN STEAM SYSTEM L0GIC ANAL0G TRIP SIGNALS 0IV I1
334 | 1H12PL1209C | 1H12PL1209C-23 | 11209C23.SCH | 1C73 | 6N765-1 ACM | 2 | 0059 4202 | E | KWA1918CL | C | 128K | 0x00251e55 |  |  |  | LEAK DET & ISLN SYS L0GIC ESF INSTRUMENT DIV I1 M0NIT0RED PARAMETERS
335 | 1H12PL1209C | 1H12PL1209C-24 | 11209C24.SCH | 1B21 | 6N760-1 DCM1 | 2 | 0030 3902 | A | KWA1918AH | B | 32K | 0x0017ebda |  |  |  | MAIN STEAM SYSTEM L0GIC ADS INITIATI0N DIV I1 RX LVL <Li
336 | 1H12PL1209C | 1H12PL1209C-28 | 11209C28.SCH | 1B21 | 6N765-1 ACM | 2 | 0118 4202 | D | KWA1918CL | D | 128K | 0x0027bf1c |  |  |  | MAIN STEAM SYSTEM L0GIC ADS INITIATI0N DIV I1 C0UNTD0WN TIMERS (TRAIN 1)
337 | 1H12PL1209C | 1H12PL1209C-29 | 11209C29.SCH | 1E51 | 6N765-1 ACM | 2 | 0151 4202 | F | KWA1918CL | E | 128K | 0x00241993 |  |  |  | RX C0RE ISLN CLG L0GIC (RCIC)TURBINE EXHAUST PRESS DIV I1
338 | 1H12PL1209C | 1H12PL1209C-30 | 11209C30.SCH | 1B21 | 6N765-1 ACM | 2 | 0040 4202 | D | KWA1918CL | D | 128K | 0x00249833 |  |  |  | MAIN STEAM SYSTEM L0GIC ADS INITIATI0N DIV I1 C0UNTD0WN TIMERS (TRAIN 2)
339 | 1H12PL1209C | 1H12PL1209C-31 | 11209C31.SCH | 1P25 | 6N765-1 ACM | 2 | 0061 4202 | F | KWA1918CL | E | 128K | 0x002a39c5 |  |  |  | EMERGENCY CHILLED WTR SYS L0GIC DIV 11. CB SREA ECW RETURN VLV ACV-000BB
340 | 1H12PL1209C | 1H12PL1209C-32 | 11209C32.SCH | 1P25 | 6N765-1 ACM | 2 | 0064 4202 | F | KWA1918CL | E | 128K | 0x002a3c6e |  |  |  | EMERGENCY CHILLED WTR SYS L0GIC DIV I, RB SREE ECW RETURN VLV ACV-0016B
341 | 1H12PL1209C | 1H12PL1209C-37 | 11209C37.SCH | 1B21 | 6N765-1 ACM | 2 | 0065 4202 | E | KWA1918CL | E | 128K | 0x0025cf27 |  |  |  | MAIN STEAM SYSTEM L0GI MSL FL0W ANAL0G SIGNALS
342 | 1H12PL1209C | 1H12PL1209C-38 | 11209C38.SCH | 1P21 | 6N765-1 ACM | 2 | 0119 4202 | D | KWA1918CL | E | 128K | 0x0027088c |  |  |  | RB CLG WATER SYSTEM L0GIC TW0 INP VAL AVG
343 | 1H12PL1209C | 1H12PL1209C-39 | 11209C39.SCH | 1P25 | 6N765-1 ACM | 2 | 0020 4202 | C | KWA1918CL | D | 128K | 0x0025c12d |  |  |  | EMER CHILLED WTR SYS L0GIC DIV I1 ECW BYPASS VALVE ACV-0021B
344 | 1H12PL1209C | 1H12PL1209C-40 | 11209C40.SCH | 1E22 | 6N765-1 ACM | 2 | 0029 4202 | H | KWA1918CL | F | 128K | 0x00275853 | TM#19 | LT1-10349/12086 | LT1-31113-1344/1486 | HP C0RE FL00DER SYS L0GIC ANAL0G INPUTS AND SAFETY VLV 0VLD BYPASS TESTING DIV I1
345 | 1H12PL1209C | 1H12PL1209C-41 | 11209C41.SCH | 1C73 | 6N765-1 ACM | 2 | 0035 4202 | M | KWA1918CL | E | 128K | 0x00262aea |  |  |  | LEAK DET & ISLN SYS L0GIC ESF INSTRUMENT DIV I1 M0NIT0RED PARAMETERS
346 | 1H12PL1209C | 1H12PL1209C-42 | 11209C42.SCH | 1C73 | 6N765-1 ACM | 2 | 0185 4202 | J | KWA1918CL |  | 128K | 0x00262974 |  |  |  | LEAK DET & ISLN SYS L0GIC ESF INSTRUMENT DIV I1 M0NIT0RED PARAMETERS
347 | 1H12PL1209C | 1H12PL1209C-43 | 11209C43.SCH | 1C73 | 6N765-1 ACM | 2 | 0152 4202 | F | KWA1918CL | D | 128K | 0x0025dcb7 |  |  |  | LEAK DET & ISLN SYS L0GIC ESF INSTRUMENT DIV I1 M0NIT0RED PARAMETERS
348 | 1H12PL1209C | 1H12PL1209C-44 | 11209C44.SCH | 1E22 | 6N765-1 ACM | 2 | 0078 4202 | J | KWA1918CL | F | 128K | 0x0028b2ae | TM#41 | LT1-15365/15202 | LT1-31113-1887 | HP C0RE FL00DER SYS L0GIC ANAL0G INPUTS DIV I1
349 | 1H12PL1209C | 1H12PL1209C-45 | 11209C45.SCH | 1P21 | 6N765-1 ACM | 2 | 0072 4202 | C | KWA1918CL | E | 128K | 0x002a4062 |  |  |  | RB CLG WATER SYSTEM L0GIC RBCW TCVs. DIV I1 ACV-0012B 6 ACV-00l0B
350 | 1H12PL1209C | 1H12PL1209C-46 | 11209C46.SCH | 1P21 | 6N765-1 ACM | 2 | 0073 4202 | C | KWA1918CL | D | 128K | 0x00287006 |  |  |  | RB CLG WATER SYSTEM L0GIC SYSTEM M0NIT0RING SAFETY (DIV B)
351 | 1H12PL1209C | 1H12PL1209C-47 | 11209C47.SCH | 1P25 | 6N765-1 ACM | 2 | 0052 4202 | E | KWA1918CL | E | 128K | 0x002a3044 |  |  |  | EMERGENCY CHILLED WTR SYS L0GIC DIV 11, ECW BYPASS VLV ACV-002 1B
352 | 1H12PL1209C | 1H12PL1209C-48 | 11209C48.SCH | 1P25 | 6N765-1 ACM | 2 | 0054 4202 | G | KWA1918CL | E | 128K | 0x002a78bd |  |  |  | EMERGENCY CHILLED WTR SYS L0GIC DIV 11. CB CRHA ECW RETURN VLV ACV-00378
353 | 1H12PL1308 | 1H12PL1308-PS1 |  | H23 | 8N80-1 9N190 | 3 | 8
354 | 1H12PL1308 | 1H12PL1308-PS2 |  | H23 | 8N80-1 9N190 | 3 | 15
355 | 1H12PL1309A | 1H12PL1309A-N1 |  | H23 | 6N754-1 NIM | 3 | 0175 4903
356 | 1H12PL1309A | 1H12PL1309A-N2 |  | H23 | 6N754-1 NIM | 3 | 0087 3902
357 | 1H12PL1309A | 1H12PL1309A-N3 |  | H23 | 6N757-1 CIM | 3 | 0047 0304
358 | 1H12PL1309A | 1H12PL1309A-N4 |  | H23 | 6N757-1 CIM | 3 | 0013 4102
359 | 1H12PL1309A | 1H12PL1309A-N5 |  | H23 | 6N757-1 CIM | 3 | 0041 4102
360 | 1H12PL1309A | 1H12PL1309A-N6 |  | H23 | 6N757-1 CIM | 3 | 0043 0304
361 | 1H12PL1309A | 1H12PL1309A-47 |  | H23 | 6N756-1 BTM | 3 | 0024 1703
362 | 1H12PL1309A | 1H12PL1309A-48 |  | H23 | 6N756-1 BTM | 3 | 0034 0304
363 | 1H12PL1309A | 1H12PL1309A-PS1 |  | H23 | 8N77-1 9N189 | 3 | 2
364 | 1H12PL1309A | 1H12PL1309A-PS2 |  | H23 | 8N77-1 9N189 | 3 | 5
365 | 1H12PL1309A | 1H12PL1309A-01 | 11309A01.SCH | 1E22 | 6N760-1 DCM1 | 3 | 0127 3902 | C | KWA1918AH | D | 32K | 0x0019e7f0 |  |  |  | HP C0RE FL00DER SYS L0GIC HPCF L00P C STATUS RPV INJ ISLN VLV (MBV-0004C)
366 | 1H12PL1309A | 1H12PL1309A-02 | 11309A02.SCH | 1E22 | 6N760-1 DCM1 | 3 | 0049 3902 | C | KWA1918AH | C | 32K | 0x0018dd6b |  |  |  | HP C0RE FL00DER SYS L0GIC L00P C INITIATI0N DIV I11
367 | 1H12PL1309A | 1H12PL1309A-03 | 11309A03.SCH | 1P26 | 6N760-1 DCM1 | 3 | 0129 3902 | D | KWA1918AH | C | 32K | 0x0017f16d |  |  |  | SERVICE WATER SYSTEM DIVISI0N C HEAT EXCHANGER INLET/0UTLET VALVES IN SERVICE
368 | 1H12PL1309A | 1H12PL1309A-04 | 11309A04.SCH | 1E22 | 6N760-1 DCM1 | 3 | 0124 3902 | F | KWA1918AH | F | 32K | 0x001b88e6 |  |  |  | HP C0RE FL00DER SYS L0GIC SYSTEM TEST AND INITIATI0N DIV I11
369 | 1H12PL1309A | 1H12PL1309A-05 | 11309A05.SCH | 1T63 | 6N760-1 DCM1 | 3 | 0123 3902 | E | KWA1918AH | E | 32K | 0x00178cd0 |  |  |  | PR0G RAD M0NIT0RING L0GIC DIV I11 CRHA AIR INTAKE B RMS 2/4 L0GIC
370 | 1H12PL1309A | 1H12PL1309A-06 | 11309A06.SCH | STC | 6N762-1 DCM3 | 3 | 1025 2503 | D | KWA1918AH | D | 32K | 0x0018d439 | TM#19 | LT1-10349/12086 | LT1-31113-1344/1486 | SURVEILLANCE TEST C0NTR0LLER SCFT BISTABLE FEEDBACK SENS0R TESTS 18 THRU 28
371 | 1H12PL1309A | 1H12PL1309A-07 | 11309A07.SCH | STC | 6N762-1 DCM3 | 3 | 1040 2503 | D | KWA1918AH | D | 32K | 0x0018bf1e | TM#19 | LT1-10349/12086 | LT1-31113-1344/1486 | SURVEILLANCE TEST C0NTR0LLER SCFT BISTABLE FEEDBACK SENS0R TESTS 29 THRU 40
372 | 1H12PL1309A | 1H12PL1309A-08 | 11309A08.SCH | STC | 6N762-1 DCM3 | 3 | 1041 2503 | E | KWA1918AH | E | 32K | 0x001a011e | TM#19 | LT1-10349/12086 | LT1-31113-1344/1486 | SURVEILLANCE TEST C0NTR0LLER SCFT BISTABLE FEEDBACK SENS0R TESTS 41 THRU 54
373 | 1H12PL1309A | 1H12PL1309A-09 | 11309A09.SCH | STC | 6N762-1 DCM3 | 3 | 1085 2503 | E | KWA1918AH | E | 32K | 0x001aa09a | TM#19 | LT1-10349/12086 | LT1-31113-1344/1486 | SURVEILLANCE TEST C0NTR0LLER 2-0F-4 AND 3-0F-4 V0TING L0GIC VLU RESP0NSE VERIFICATI0N
374 | 1H12PL1309A | 1H12PL1309A-10 | 11309A10.SCH | STC | 6N762-1 DCM3 | 3 | 1037 2503 | E | KWA1918AH | E | 32K | 0x001affd9 | TM#19 | LT1-10349/12086 | LT1-31113-1344/1486 | SURVEILLANCE TEST C0NTR0LLER 2-0F-4 AND 3-0F-4 V0TING L0GIC VLU RESP0NSE VERIFICATI0N
375 | 1H12PL1309A | 1H12PL1309A-11 | 11309A11.SCH | STC | 6N762-1 DCM3 | 3 | 1019 2503 | D | KWA1918AH | D | 32K | 0x00190c16 | TM#19 | LT1-10349/12086 | LT1-31113-1344/1486 | SURVEILLANCE TEST C0NTR0LLER DIV FUNCT TEST SEQ LTll - LT21
376 | 1H12PL1309A | 1H12PL1309A-12 | 11309A12.SCH | STC | 6N762-1 DCM3 | 3 | 1021 2503 | D | KWA1918AH | D | 32K | 0x0019893c | TM#19 | LT1-10349/12086 | LT1-31113-1344/1486 | SURVEILLANCE TEST C0NTR0LLER L0GIC TEST RESP0NSE C0LLECTI0N LT1 THR0UGH LT20
377 | 1H12PL1309A | 1H12PL1309A-13 | 11309A13.SCH | STC | 6N762-1 DCM3 | 3 | 0935 2503 | B | KWA1918AH | B | 32K | 0x00194305 | TM#19 | LT1-10349/12086 | LT1-31113-1344/1486 | SURVEILLANCE TEST C0NTR0LLER L0GIC TEST RESP0NSE C0LLECTI0N LT22 THR0UGH LT26
378 | 1H12PL1309A | 1H12PL1309A-14 | 11309A14.SCH | STC | 6N762-1 DCM3 | 3 | 0999 2503 | B | KWA1918AH | B | 32K | 0x00199b73 | TM#19 | LT1-10349/12086 | LT1-31113-1344/1486 | SURVEILLANCE TEST C0NTR0LLER DIV FUNCT TEST SEQ LT22 - LT28
379 | 1H12PL1309A | 1H12PL1309A-15 | 11309A15.SCH | STC | 6N762-1 DCM3 | 3 | 0998 2503 | D | KWA1918AH | C | 32K | 0x001ba62e | TM#19 | LT1-10349/12086 | LT1-31113-1344/1486 | STC L0GIC TESTING 2-0F-4 AND 3-0F-4 V0TING L0GIC VLU RESP0NSE VERIFICATI0N
380 | 1H12PL1309A | 1H12PL1309A-16 |  | STC | 6N762-1 DCM3 | 3 | 1742 2503 | A | KWA1918AH |  | 32K | 0x0018c639 | TM#19 | LT1-10349/12086 | LT1-31113-1344/1486 | FUNCTIONAL INTERCONNECT DIAGRAM SURVEILLANCE TEST CONTROLLER SCFT BISTABLE FEEDBACK SENSOR TESTS 54 THRU 58 |  | STC新增
381 | 1H12PL1309A | 1H12PL1309A-17 |  | STC | 6N762-1 DCM3 | 3 | 1741 2503 | A | KWA1918AH |  | 32K | 0x0018df83 | TM#19 | LT1-10349/12086 | LT1-31113-1344/1486 | FUNCTIONAL INTERCONNECT DIAGRAM SURVEILLANCE TEST CONTROLLER DIV FUNCT TEST SEQ LT37 - LT46 |  | STC新增
382 | 1H12PL1309A | 1H12PL1309A-18 |  | STC | 6N762-1 DCM3 | 3 | 1778 2503 | A | KWA1918AH |  | 32K | 0x001849cb | TM#19 | LT1-10349/12086 | LT1-31113-1344/1486 | FUNCTIONAL INTERCONNECT DIAGRAM SURVEILLANCE TEST CONTROLLER SCFT BISTABLE FEEDBACK SENSOR TESTS 59 THRU 62 |  | STC新增
383 | 1H12PL1309A | 1H12PL1309A-19 |  | STC | 6N762-1 DCM3 | 3 | 1321 2503 | A | KWA1918AH |  | 32K | 0x001a3116 | TM#19 | LT1-10349/12086 | LT1-31113-1344/1486 | FUNCTIONAL INTERCONNECT DIAGRAM SURVEILLANCE TEST CONTROLLER 2-OF-4 VOTING LOGIC VLU RESPONSE VERIFICATION |  | STC新增
384 | 1H12PL1309A | 1H12PL1309A-30 | 11309A30.SCH | 1C74 | 6N760-1 DCM1 | 3 | 0122 3902 | H | KWA1918AH | D | 32K | 0x00177a3f | TM#19 | LT1-10349/12086 | LT1-31113-1344/1486 | DIV I11 BPU CHAN 0F SENS0RS BYPASS SEVERE ACCIDENT L0GIC BYPASS PANEL MANUAL EMS BYPASS 6 0IAGN0STICS
385 | 1H12PL1309A | 1H12PL1309A-31 | 11309A31.SCH | STC | 6N760-1 DCM1 | 3 | 0048 3902 | J | KWA1918AH | F | 32K | 0x001d562c | TM#41 | LT1-15365/15202 | LT1-31113-1887 | SURVEILLANCE TEST C0NTR0LLER C0NTR0L & INDICATI0N SENS0R CHANNEL TEST SEQUENCING
386 | 1H12PL1309A | 1H12PL1309A-32 | 11309A32.SCH | STC | 6N760-1 DCM1 | 3 | 0076 3902 | E | KWA1918AH | C | 32K | 0x001a0eba | TM#19 | LT1-10349/12086 | LT1-31113-1344/1486 | SURVEILLANCE TEST C0NTR0LLER C0NTR0L & INDICATI0N DIV FUNCT TEST SEQ LT1 - LTl0
387 | 1H12PL1309A | 1H12PL1309A-33 | 11309A33.SCH | STC | 6N760-1 DCM1 | 3 | 0089 3902 | F | KWA1918AH | D | 32K | 0x0019a852 | TM#41 | LT1-15365/15202 | LT1-31113-1887 | SURVEILLANCE TEST C0NTR0LLER MANUAL SCFT C0NTR0L & INDICATI0N BL0CK REM0VAL C0LLECTI0N
388 | 1H12PL1309A | 1H12PL1309A-34 | 11309A34.SCH | STC | 6N762-1 DCM3 | 3 | 0976 2503 | F | KWA1918AH | D | 32K | 0x0018c3ef | TM#41 | LT1-15365/15202 | LT1-31113-1887 | SURVEILLANCE TEST C0NTR0LLER SCFT BISTABLE FEEDBACK SENS0R TESTS 1 THRU 7
389 | 1H12PL1309A | 1H12PL1309A-35 | 11309A35.SCH | STC | 6N762-1 DCM3 | 3 | 0981 2503 | D | KWA1918AH | D | 32K | 0x0019cacd | TM#19 | LT1-10349/12086 | LT1-31113-1344/1486 | SURVEILLANCE TEST C0NTR0LLER F SCFT BISTABLE FEEDBACK SENS0R TESTS 8 THRU 17
390 | 1H12PL1309A | 1H12PL1309A-37 | 11309A37.SCH | 1G31 | 6N765-1 ACM | 3 | 0108 4202 | E | KWA1918CL | D | 128K | 0x00268cf0 |  |  |  | RX WATER CLEANUP SYS L0GIC FL0W TEMP C0MPENSATED 0IV I11
391 | 1H12PL1309A | 1H12PL1309A-38 | 11309A38.SCH | 1R21 | 6N765-1 ACM | 3 | 0437 5003 | F | KWA1918CL | D | 128K | 0x002727c3 |  |  |  | EMER DIESEL GEN SYS L0GIC EDG 1C CTRL PNL (DIV 111) FUEL 0IL.C00LING WTR IND 6 ALMS
392 | 1H12PL1309A | 1H12PL1309A-39 | 11309A39.SCH | 1R21 | 6N765-1 ACM | 3 | 0042 4202 | C | KWA1918CL | D | 128K | 0x0025d866 |  |  |  | EMER DIESEL GEN SYS L0GIC EDG 1C CTRL PNL (DIV 111) GENERAT0R IND 6 CTRL
393 | 1H12PL1309A | 1H12PL1309A-41 | 11309A41.SCH | 1P13 | 6N765-1 ACM | 3 | 0048 4202 | D | KWA1918AH | C | 32K | 0x0021ee80 | TM#19 | LT1-10349/12086 | LT1-31113-1344/1486 | CNDS ST0RGXFER SYS L0GIC CNDS ST0RAGE TANK LEVEL TRANSMITTERS (SAFETY)
394 | 1H12PL1309A | 1H12PL1309A-42 | 11309A42.SCH | 1G31 | 6N765-1 ACM | 3 | 0026 4202 | D | KWA1918CL | C | 128K | 0x00268cb7 |  |  |  | RX WATER CLEANUP SYS L0GIC FL0W TEMP C0MPENSATED 0IV I11
395 | 1H12PL1309A | 1H12PL1309A-43 | 11309A43.SCH | 1G31 | 6N765-1 ACM | 3 | 0172 4202 | D | KWA1918CL | C | 128K | 0x00268d92 |  |  |  | RX WATER CLEANUP SYS L0GIC FL0W TEMP C0MPENSATED DIV I11
396 | 1H12PL1309A | 1H12PL1309A-44 | 11309A44.SCH | 1G31 | 6N765-1 ACM | 3 | 0038 4202 | D | KWA1918CL | C | 128K | 0x00268d72 |  |  |  | RX WATER CLEANUP SYS L0GIC FL0W TEMP C0MPENSATED 0IV I11
397 | 1H12PL1309B | 1H12PL1309B-N1 |  | H23 | 6N754-1 NIM | 3 | 0197 4903
398 | 1H12PL1309B | 1H12PL1309B-N2 |  | H23 | 6N754-1 NIM | 3 | 0167 4903
399 | 1H12PL1309B | 1H12PL1309B-PS1 |  | H23 | 8N77-1 9N189 | 3 | 24
400 | 1H12PL1309B | 1H12PL1309B-PS2 |  | H23 | 8N77-1 9N189 | 3 | 42
401 | 1H12PL1309B | 1H12PL1309B-01 | 11309B01.SCH | 1B21 | 6N760-1 DCM1 | 3 | 204 | C | KWA1918AH | C | 32K | 0x001904e0 | TM#19 | LT1-10349/12086 | LT1-31113-1344/1486 | MAIN STEAM SYSTEM L0GIC SDV-40A. 41A. 490 DIV I11 SRV-3A. 4A. 60 (TRAIN 1) |  | 105.02.16以自購備品更換
402 | 1H12PL1309B | 1H12PL1309B-02 | 11309B02.SCH | 1B21 | 6N760-1 DCM1 | 3 | 0154 4503 | C | KWA1918AH | C | 32K | 0x001903bd | TM#19 | LT1-10349/12086 | LT1-31113-1344/1486 | MAIN STEAM SYSTEM L0GI SDV-43C. 470.44C 0IV I11 SRV-4C. 60.5C (TRAIN 11
403 | 1H12PL1309B | 1H12PL1309B-03 | 11309B03.SCH | 1B21 | 6N760-1 DCM1 | 3 | 0173 4503 | C | KWA1918AH | C | 32K | 0x0019051d | TM#19 | LT1-10349/12086 | LT1-31113-1344/1486 | MAIN STEAM SYSTEM L0GIC S0V-40A. 41A. 490 DIV I11 SRV-3A. 4A. 68 (TRAIN 2)
404 | 1H12PL1309B | 1H12PL1309B-04 | 11309B04.SCH | 1B21 | 6N760-1 DCM1 | 3 | 0174 4503 | C | KWA1918AH | C | 32K | 0x001904df | TM#19 | LT1-10349/12086 | LT1-31113-1344/1486 | MAIN STEAM SYSTEM L0GIC S0V-43C. 470.44C DIV I11 SRV-4C. 60.5C (TRAIN 2)
405 | 1H12PL1309B | 1H12PL1309B-05 | 11309B05.SCH | 1E22 | 6N760-1 DCM1 | 3 | 0184 4503 | B | KWA1918AH | B | 32K | 0x0019057d | TM#19 | LT1-10349/12086 | LT1-31113-1344/1486 | HP C0RE FL00DER SYS L0GIC S/P PMP SUCT VLV DIV I11 MBV-0007C
406 | 1H12PL1309B | 1H12PL1309B-06 | 11309B06.SCH | 1E11 | 6N760-1 DCM1 | 3 | 0038 3902 | F | KWA1918AH | E | 32K | 0x00198664 | TM#19 | LT1-10349/12086 | LT1-31113-1344/1486 | RESIDUAL HEAT REM0VAL SYSTEM L00P C LPFL INITIATI0N DIVISI0N I11
407 | 1H12PL1309B | 1H12PL1309B-07 | 11309B07.SCH | 1K11 | 6N760-1 DCM1 | 3 | 0144 4303 | F | KWA1918AH | E | 32K | 0x0018f72e |  |  |  | RBCW HX RM 131 LEVEL HIGH/HI-HI
408 | 1H12PL1309B | 1H12PL1309B-08 | 11309B08.SCH | 1P25 | 6N765-1 ACM | 3 | 0394 4303 | D | KWA1918CL | D | 128K | 0x0025c5d1 |  |  |  | EMER CHILLED WTR SYS L0GY' DIV I11 SPLY/RTN DIFF PRE ?
409 | 1H12PL1309B | 1H12PL1309B-09 | 11309B09.SCH | 1E11 | 6N760-1 DCM1 | 3 | 0168 4503 | E | KWA1918AH | E | 32K | 0x001a1a07 | TM#19 | LT1-10349/12086 | LT1-31113-1344/1486 | RESIDUAL HEAT REM0VAL SYSTEM L00P C LPFL INITIATI0N DIV I11 MBV-0005C
410 | 1H12PL1309B | 1H12PL1309B-26 | 11309B26.SCH | 1B21 | 6N765-1 ACM | 3 | 0392 4303 | H | KWA1918CL |  | 128K | 0x0025fa82 | TM#19 | LT1-10349/12086 | LT1-31113-1344/1486 | MAIN STEAM SYSTEM L0GIC ANAL0G TRIP SIGNALS DIV I1
411 | 1H12PL1309B | 1H12PL1309B-27 | 11309B27.SCH | 1B21 | 6N765-1 ACM | 3 | 0311 4303 | F | KWA1918CL | E | 128K | 0x0025dda2 |  |  |  | MAIN STEAM SYSTEM L0GIC MSL FL0W ANAL0G SIGNALS
412 | 1H12PL1309B | 1H12PL1309B-28 | 11309B28.SCH | 1E51 | 6N765-1 ACM | 3 | 0397 4303 | E | KWA1918CL | D | 128K | 0x002418a7 |  |  |  | RX C0RE ISLN CLG L0GIC (RCIC) TURBINE EXHAUST PRESS DIV I11
413 | 1H12PL1309B | 1H12PL1309B-29 | 11309B29.SCH | 1P26 | 6N765-1 ACM | 3 | 0374 4303 | E | KWA1918CL | D | 128K | 0x00246759 |  |  |  | RB SERVICE WATER SYSTEM MISCELLANE0US L0GIC DIVISI0N I11
414 | 1H12PL1309B | 1H12PL1309B-30 | 11309B30.SCH | 1E11 | 6N765-1 ACM | 3 | 0371 4303 | L | KWA1918CL | F | 128K | 0x002778a2 | TM#19 | LT1-10349/12086 | LT1-31113-1344/1486 | RESIDUAL HEAT REM0VAL SYSTEM L0GIC L00P C ANAL0G SIGNALS DIVISI0N I11
415 | 1H12PL1309B | 1H12PL1309B-31 | 11309B31.SCH | 1K11 | 6N765-1 ACM | 3 | 0405 4303 | J | KWA1918CL | G | 128K | 0x0026bbd0 |  |  |  | RWCP HX R00M 131 LEVEL 4 INPUT VRLIDRTED RVERRGE LT-0054Ci. C2, C3 RN0 C4
416 | 1H12PL1309B | 1H12PL1309B-32 | 11309B32.SCH | 1T62 | 6N765-1 ACM | 3 | 0017 4202 | H | KWA1918CL | E | 128K | 0x00254fbe | TM#38 | LT1-14679 | LT1-31113-1831 | CNTMT M0NIT0RING L0GIC PRESSURE/LEVEL INDICATI0NS AND ALARMS DIV I11
417 | 1H12PL1309B | 1H12PL1309B-36 | 11309B36.SCH | 1P21 | 6N765-1 ACM | 3 | 0297 4303 | C | KWA1918CL | E | 128K | 0x002a3fcb |  |  |  | RB CLG WATER SYSTEM L0GIC RBCW TCVs. DIV I11 ACV-0012C 6 ACV-00l0C
418 | 1H12PL1309B | 1H12PL1309B-37 | 11309B37.SCH | 1T55 | 6N765-1 ACM | 3 | 0062 4202 | E | KWA1918CL | E | 128K | 0x002a3782 |  |  |  | RX BLDG SERV WATER PUMP H0USE MCD-5202C2/C3 C0NTR0LS DIV I11
419 | 1H12PL1309B | 1H12PL1309B-38 | 11309B38.SCH | 1T55 | 6N765-1 ACM | 3 | 0359 4303 | E | KWA1918CL | E | 128K | 0x002a37c6 |  |  |  | RX BLDG SERV WATER PUMP H0USE MCD-5202C5/C6 C0NTR0LS DIV I11
420 | 1H12PL1309B | 1H12PL1309B-39 | 11309B39.SCH | 1T55 | 6N765-1 ACM | 3 | 0277 4303 | E | KWA1918CL | E | 128K | 0x002a3560 |  |  |  | RX BLDG SERV WATER PUMP H0USE MCD-5101CI/C2 C0NTR0LS DIV I11
421 | 1H12PL1309B | 1H12PL1309B-40 | 11309B40.SCH | 1T55 | 6N765-1 ACM | 3 | 0105 4202 | E | KWA1918CL | E | 128K | 0x002a3712 |  |  |  | RX BLDG SERV WATER PUMP H0USE MCD-5101C3/C4 C0NTR0LS DIV I11
422 | 1H12PL1309B | 1H12PL1309B-41 | 11309B41.SCH | 1E11 | 6N760-1 DCM1 | 3 | 0083 3902 | C | KWA1918AH | C | 32K | 0x0019670d | TM#19 | LT1-10349/12086 | LT1-31113-1344/1486 | RESIDUAL HEAT REM0VAL SYSTEM SUPPRESSSI0N P00L C00LING INIT SIGNALS DIV I11 L00P C
423 | 1H12PL1309B | 1H12PL1309B-42 | 11309B42.SCH | 1P21 | 6N765-1 ACM | 3 | 0090 4202 | C | KWA1918CL | D | 128K | 0x00265684 |  |  |  | RB CLG WATER SYSTEM L0GIC TW0 INP VAL AVG. TCVS 0IVISI0N C
424 | 1H12PL1309B | 1H12PL1309B-43 | 11309B43.SCH | 1E22 | 6N765-1 ACM | 3 | 0320 4303 | H | KWA1918CL | F | 128K | 0x00270594 | TM#19 | LT1-10349/12086 | LT1-31113-1344/1486 | HP C0RE FL00DER SYS L0GIC ANAL0G INPUTS DIV I11
425 | 1H12PL1309B | 1H12PL1309B-44 | 11309B44.SCH | 1E11 | 6N765-1 ACM | 3 | 0382 4303 | G | KWA1918CL |  | 128K | 0x002811dd | TM#19 | LT1-10349/12086 | LT1-31113-1344/1486 | RESIDUAL HEAT REM0VAL SYSTEM L0GIC L00P C ANAL0G SIGNALS DIVISI0N I11
426 | 1H12PL1309B | 1H12PL1309B-45 | 11309B45.SCH | 1P25 | 6N765-1 ACM | 3 | 0173 4202 | F | KWA1918CL | E | 128K | 0x002a3c22 |  |  |  | EMERGENCY CHILLED WTR SYS L0GIC DIV 111. CB SREA ECW RE';URN VLV ACV-0008C
427 | 1H12PL1309B | 1H12PL1309B-46 | 11309B46.SCH | 1P25 | 6N765-1 ACM | 3 | 0142 4202 | F | KWA1918CL | E | 128K | 0x002a3e01 |  |  |  | EMERGENCY CHILLED WTR SYS L0GIC DIV 111. RB SREE ECW RETURN VLV ACV-00 16C
428 | 1H12PL1309B | 1H12PL1309B-47 | 11309B47.SCH | 1P25 | 6N765-1 ACM | 3 | 0438 5003 | E | KWA1918CL | E | 128K | 0x002a3301 |  |  |  | EMERGENCY CHILLED WTR SYS L0GIC DIV 111. ECW BYPASS VLV ACV-002lC
429 | 1H12PL1309B | 1H12PL1309B-48 | 11309B48.SCH | 1P25 | 6N765-1 ACM | 3 | 0409 5003 | G | KWA1918CL | F | 128K | 0x002a771a |  |  |  | EMERGENCY CHILLED WTR SYS L0GIC DIV 111. CB CRHA ECW RETURN VLV ACV-0037C
430 | 1H12PL1309C | 1H12PL1309C-N1 |  | H23 | 6N754-1 NIM | 3 | 0196 4903
431 | 1H12PL1309C | 1H12PL1309C-N2 |  | H23 | 6N754-1 NIM | 3 | 0193 4903
432 | 1H12PL1309C | 1H12PL1309C-PS1 |  | H23 | 8N77-1 9N189 | 3 | 10
433 | 1H12PL1309C | 1H12PL1309C-PS2 |  | H23 | 8N77-1 9N189 | 3 | 27
434 | 1H12PL1309C | 1H12PL1309C-01 | 11309C01.SCH | 1C73 | 6N760-1 DCM1 | 3 | 0171 4503 | F | KWA1918AH | C | 32K | 0x001cc024 | TM#19 | LT1-10349/12086 | LT1-31113-1344/1486 | LEAK DET & ISLN SYS L0GIC DIV I11 C0INCIDENT L0GIC RX P/LVL,DW P,RB HVAC,IS0L
435 | 1H12PL1309C | 1H12PL1309C-02 | 11309C02.SCH | 1C73 | 6N760-1 DCM1 | 3 | 0161 4503 | C | KWA1918AH | C | 32K | 0x001a5be6 | TM#19 | LT1-10349/12086 | LT1-31113-1344/1486 | LEAK DET & ISLN SYS L0GIC DIV I11 C0INCIDENT L0GIC RHR AREA B, C TEMP
436 | 1H12PL1309C | 1H12PL1309C-03 | 11309C03.SCH | 1C73 | 6N760-1 DCM1 | 3 | 0150 4503 | B | KWA1918AH | C | 32K | 0x001a4cbe |  |  |  | LEAK DET & ISLN SYS L0GIC DIV I11 C0INCIDENT L0GIC RHR AREA B, C TEMP
437 | 1H12PL1309C | 1H12PL1309C-07 | 11309C07.SCH | 1P21 | 6N762-1 DCM3 | 3 | 0951 2503 | A | KWA1918AH | B | 32K | 0x00172e8f |  |  |  | RB CLG WATER SYSTEM L0GIC 0VERL0AD BYPASS TEST 0IVISI0N C
438 | 1H12PL1309C | 1H12PL1309C-21 | 11309C21.SCH | 1P26 | 6N762-1 DCM3 | 3 | 0983 2503 | B | KWA1918AH | C | 32K | 0x001723a7 |  |  |  | RB SERVICE WATER SYSTEM SYSTEM M0NIT0RING DIVISI0N I11
439 | 1H12PL1309C | 1H12PL1309C-23 | 11309C23.SCH | 1C51 | 6N765-1 ACM | 3 | 0387 4303 | C | KWA1918CL | D | 128K | 0x0026578e |  |  |  | NEUTR0N MNTRNG SYS L0GIC DATA LINK T0 MCRP (1E)
440 | 1H12PL1309C | 1H12PL1309C-26 | 11309C26.SCH | 1C51 | 6N765-1 ACM | 3 | 0400 4303 | D | KWA1918CL | E | 128K | 0x00271fb8 |  |  |  | NEUTR0N MNTRNG SYS L0GIC DATA LINK T0 MCRP (1E)
441 | 1H12PL1309C | 1H12PL1309C-30 | 11309C30.SCH | 1T41 | 6N765-1 ACM | 3 | 0396 4303 | H | KWA1918CL | E | 128K | 0x00280d2c | TM#37 | LT1-14563 | LT1-31113-1816 | REACT0R BLDG HVAC SYS L0GIC RBSREEHV DIV C SPLY FAN-0608C2
442 | 1H12PL1309C | 1H12PL1309C-31 | 11309C31.SCH | 1T41 | 6N765-1 ACM | 3 | 0131 4202 | F | KWA1918CL | D | 128K | 0x00266562 |  |  |  | REACT0R BLDG HVAC SYS L0GIC RBSRDGHV, RBSREEHV DIV C FANw0502C 1/C2, -060 1C 1
443 | 1H12PL1309C | 1H12PL1309C-32 | 11309C32.SCH | 1T41 | 6N765-1 ACM | 3 | 0133 4202 | F | KWA1918CL | D | 128K | 0x002799a4 |  |  |  | REACT0R BLDG HVAC SYS L0GIC RBSREEHV DIV C SPLY FAN-0608C1
444 | 1H12PL1309C | 1H12PL1309C-33 | 11309C33.SCH | 1T43 | 6N765-1 ACM | 3 | 0132 4202 | C | KWA1918CL | D | 128K | 0x002739d1 |  |  |  | C0NTR0L BLDG HVAC SYS L0GIC CRHA DIV C EMER FILTER SGTR-0101C TW0 INPUT VAL AVG
445 | 1H12PL1309C | 1H12PL1309C-34 | 11309C34.SCH | 1T43 | 6N765-1 ACM | 3 | 0084 4202 | D | KWA1918CL | E | 128K | 0x00280a6a |  |  |  | C0NTR0L BLDG HVAC SYS L0GIC CRHA DIV C EMER FILTER SGTR-0101
446 | 1H12PL1309C | 1H12PL1309C-35 | 11309C35.SCH | 1T43 | 6N765-1 ACM | 3 | 0278 4303 | G | KWA1918CL | E | 128K | 0x002a5dc7 | TM#40 | LT1-15195 | LT1-31113-1863 | C0NTR0L BLDG HVAC SYS L0GIC CRHA EMER SUPPLY FAN DIV I11 FAN-0101C2 |  | 【SCH：F】【BIN：G】【缺G版SCH】
447 | 1H12PL1309C | 1H12PL1309C-36 | 11309C36.SCH | 1C73 | 6N765-1 ACM | 3 | 0365 4303 | F | KWA1918CL | D | 128K | 0x0025dd3a |  |  |  | LEAK DET & ISLN SYS L0GIC ESF INSTRUMENT DIV I11 M0NIT0RED PARAMETERS
448 | 1H12PL1309C | 1H12PL1309C-37 | 11309C37.SCH | 1C73 | 6N765-1 ACM | 3 | 0011 4202 | E | KWA1918CL | C | 128K | 0x00251aa3 |  |  |  | LEAK DET & ISLN SYS L0GIC ESF INSTRUMENT DIV I11 M0NIT0RED PARAMETERS
449 | 1H12PL1309C | 1H12PL1309C-38 | 11309C38.SCH | 1C73 | 6N765-1 ACM | 3 | 0386 4303 | M | KWA1918CL | D | 128K | 0x00262666 |  |  |  | LEAK DET & ISLN SYS L0GIC ESF INSTRUMENT DIV I11 M0NIT0RED PARAMETERS
450 | 1H12PL1309C | 1H12PL1309C-39 | 11309C39.SCH | 1T43 | 6N765-1 ACM | 3 | 1519 2503 | B | KWA1918AH | C | 32K | 0x0016c13c |  |  |  | C0NTR0L BLDG HVAC SYS L0GIC SREA DIV C AHU-0001C
451 | 1H12PL1309C | 1H12PL1309C-40 | 11309C40.SCH | 1T41 | 6N765-1 ACM | 3 | 0007 4202 | B | KWA1918AH | C | 32K | 0x00221960 |  |  |  | REACT0R BLDG HVAC SYS L0GIC RBSCHV DIV C MCD-0502. MCD-0 193C
452 | 1H12PL1309C | 1H12PL1309C-41 | 11309C41.SCH | 1T41 | 6N765-1 ACM | 3 | 0402 4303 | H | KWA1918CL | D | 128K | 0x0025bb19 |  |  |  | REACT0R BLDG HVAC SYS L0GIC RBSREEHV DIV C FAN-060 1C2, MCD-0448C
453 | 1H12PL1309C | 1H12PL1309C-42 | 11309C42.SCH | 1T43 | 6N765-1 ACM | 3 | 0375 4303 | G | KWA1918CL | E | 128K | 0x002a595f | TM#40 | LT1-15195 | LT1-31113-1863 | C0NTR0L BLDG HVAC SYS L0GIC CRHA EMER SUPPLY FAN DIV I11 FAN-0101C1 |  | 【SCH：F】【BIN：G】【缺G版SCH】
454 | 1H12PL1309C | 1H12PL1309C-43 | 11309C43.SCH | 1W12 | 6N765-1 ACM | 3 | 0342 4303 | F | KWA1918CL |  | 128K | 0x00266f9e |  |  |  | Cl INTAKE SCREENGSCREEN WASH (SAFETY) PR0CESS M0NIT0RING
455 | 1H12PL1309C | 1H12PL1309C-44 | 11309C44.SCH | 1C73 | 6N765-1 ACM | 3 | 0363 4303 | E | KWA1918CL | C | 128K | 0x00251c81 |  |  |  | LEAK DET & ISLN SYS L0GIC ESF INSTRUMENT DIV I11 M0NIT0RED PARAMETERS
456 | 1H12PL1309C | 1H12PL1309C-45 | 11309C45.SCH | 1C73 | 6N765-1 ACM | 3 | 0381 4303 | H | KWA1918CL |  | 128K | 0x00262d6d |  |  |  | LEAK DET & ISLN SYS L0GIC ESF INSTRUMENT DIV I11 M0NIT0RED PARAMETERS
457 | 1H12PL1309C | 1H12PL1309C-46 | 11309C46.SCH | 1W12 | 6N765-1 ACM | 3 | 0141 4202 | F | KWA1918CL |  | 128K | 0x00267858 |  |  |  | C2 INTAKE SCREENGSCREEN WASH (SAFETY) PR0CESS M0NIT0RING
458 | 1H12PL1309C | 1H12PL1309C-47 | 11309C47.SCH | 1B21 | 6N765-1 ACM | 3 | 0102 4202 | E | KWA1918AH | D | 32K | 0x002291b4 |  |  |  | MAIN STEAM SYSTEM L0GIC ANAL0G SIGNALS DIV I1
459 | 1H12PL1309C | 1H12PL1309C-48 | 11309C48.SCH | 1P21 | 6N765-1 ACM | 3 | 0086 4202 | E | KWA1918CL | D | 128K | 0x00288aa8 |  |  |  | RB CLG WATER SYSTEM L0GIC SYSTEM M0NIT0RING SAFETY (DIV C)
462 | 1H12PL1409 | 1H12PL1409-N1 |  | H23 | 6N754-1 NIM | 4 | 0132 4903
463 | 1H12PL1409 | 1H12PL1409-N2 |  | H23 | 6N754-1 NIM | 4 | 0207 4903
464 | 1H12PL1409 | 1H12PL1409-N3 |  | H23 | 6N757-1 CIM | 4 | 0004 4102
465 | 1H12PL1409 | 1H12PL1409-N4 |  | H23 | 6N757-1 CIM | 4 | 0006 4102
466 | 1H12PL1409 | 1H12PL1409-N5 |  | H23 | 6N757-1 CIM | 4 | 0010 4102
467 | 1H12PL1409 | 1H12PL1409-N6 |  | H23 | 6N757-1 CIM | 4 | 0008 4102
468 | 1H12PL1409 | 1H12PL1409-47 |  | H23 | 6N756-1 BTM | 4 | 0026 1703
469 | 1H12PL1409 | 1H12PL1409-48 |  | H23 | 6N756-1 BTM | 4 | 0036 1711
470 | 1H12PL1409 | 1H12PL1409-PS1 |  | H23 | 8N77-1 9N189 | 4 | 33
471 | 1H12PL1409 | 1H12PL1409-PS2 |  | H23 | 8N77-1 9N189 | 4 | 34
472 | 1H12PL1409 | 1H12PL1409-01 | 1140901.SCH | 1E51 | 6N765-1 ACM | 4 | 0209 4303 | E | KWA1918AH | D | 32K | 0x0023da4d |  |  |  | RX C0RE ISLN CLG L0GIC (RCIC) TURBINE EXHAUST PRESS DIV IV
473 | 1H12PL1409 | 1H12PL1409-03 | 1140903.SCH | 1G31 | 6N765-1 ACM | 4 | 0202 4303 | E | KWA1918CL | D | 128K | 0x00268e70 |  |  |  | RX WATER CLEANUP SYS L0GIC FL0W TEMP C0MPENSATED DIV IV
474 | 1H12PL1409 | 1H12PL1409-04 | 1140904.SCH | 1C73 | 6N765-1 ACM | 4 | 0225 4303 | E | KWA1918CL | C | 128K | 0x00251d72 |  |  |  | LEAK DET & ISLN SYS L0GIC ESF INSTRUMENT DIV IV M0NIT0RED PARAMETERS
475 | 1H12PL1409 | 1H12PL1409-05 | 1140905.SCH | 1C73 | 6N765-1 ACM | 4 | 0125 4202 | E | KWA1918CL | C | 128K | 0x00251747 |  |  |  | LEAK DET & ISLN SYS L0GIC ESF INSTRUMENT DIV IV M0NIT0RED PARAMETERS
476 | 1H12PL1409 | 1H12PL1409-06 | 1140906.SCH | 1G31 | 6N765-1 ACM | 4 | 0241 4303 | D | KWA1918CL | C | 128K | 0x00268ad9 |  |  |  | RX WATER CLEANUP SYS L0GIC FL0W TEMP C0MPENSATED DIV IV
477 | 1H12PL1409 | 1H12PL1409-07 | 1140907.SCH | 1G31 | 6N765-1 ACM | 4 | 0110 4202 | D | KWA1918CL | C | 128K | 0x00268b9e |  |  |  | RX WATER CLEANUP SYS L0GIC FL0W TEMP C0MPENSATED DIV IV
478 | 1H12PL1409 | 1H12PL1409-08 | 1140908.SCH | 1G31 | 6N765-1 ACM | 4 | 0232 4300 | E | KWA1918CL | D | 128K | 0x00268d30 |  |  |  | RX WATER CLEANUP SYS L0GIC FL0W TEMP C0MPENSATED DIV IV
479 | 1H12PL1409 | 1H12PL1409-13 | 1140913.SCH | 1C51 | 6N765-1 ACM | 4 | 0143 4202 | D | KWA1918CL | E | 128K | 0x00271b0c |  |  |  | NEUTR0N MNTRNG SYS L0GIC DATA LINK T0 MCRP (1E)
480 | 1H12PL1409 | 1H12PL1409-18 | 1140918.SCH | 1P13 | 6N765-1 ACM | 4 | 0222 4303 | E | KWA1918AH | D | 32K | 0x0021e7af | TM#19 | LT1-10349/12086 | LT1-31113-1344/1486 | CNDS ST0RGXFER SYS L0GIC CNDS ST0RAGE TANK LEVEL TRANSMITTERS (SAFETY)
481 | 1H12PL1409 | 1H12PL1409-22 | 1140922.SCH | 1B21 | 6N765-1 ACM | 4 | 0147 4202 | H | KWA1918CL | F | 128K | 0x00265445 | TM#19 | LT1-10349/12086 | LT1-31113-1344/1486 | MAIN STEAM SYSTEM L0GIC ANAL0G TRIP SIGNALS 0IV IV
482 | 1H12PL1409 | 1H12PL1409-23 | 1140923.SCH | 1B21 | 6N765-1 ACM | 4 | 0240 4303 | F | KWA1918CL | E | 128K | 0x0025c36d |  |  |  | MAIN STEAM SYSTEM L0GIC MSL FL0W ANAL0G SIGNALS
483 | 1H12PL1409 | 1H12PL1409-24 | 1140924.SCH | 1C73 | 6N765-1 ACM | 4 | 0245 4303 | K | KWA1918CL |  | 128K | 0x0026245d |  |  |  | LEAK DET & ISLN SYS L0GIC ESF INSTRUMENT DIV IV M0NIT0RED PARAMETERS
484 | 1H12PL1409 | 1H12PL1409-25 | 1140925.SCH | 1T62 | 6N765-1 ACM | 4 | 0248 4303 | G | KWA1918CL | D | 128K | 0x00254c83 | TM#38 | LT1-14679 | LT1-31113-1831 | CNTMT M0NIT0RING L0GIC PRESSURE/LEVEL INDICATI0NS AND ALARMS DIV IV
485 | 1H12PL1409 | 1H12PL1409-26 | 1140926.SCH | 1E11 | 6N765-1 ACM | 4 | 0383 4303 | F | KWA1918AH | C | 32K | 0x00226604 |  |  |  | RESIDUAL HEAT REM0VAL SYSTEM SUPPRESSI0N P00L C00LING UNIT INITIATI0N SIGNALS DIVISI0N IV
486 | 1H12PL1409 | 1H12PL1409-27 | 1140927.SCH | 1C73 | 6N765-1 ACM | 4 | 0262 4303 | N | KWA1918CL |  | 128K | 0x002633f9 |  |  |  | LEAK DET & ISLN SYS L0GIC ESF INSTRUMENT DIV IV M0NIT0RED PARAMETERS
487 | 1H12PL1409 | 1H12PL1409-28 | 1140928.SCH | 1C73 | 6N765-1 ACM | 4 | 0399 4303 | F | KWA1918CL | D | 128K | 0x0025d7ad |  |  |  | LEAK DET G ISLN SYS L0GIC ESF INSTRUMENT DIV IV M0NIT0RED PARAMETERS
488 | 1H12PL1409 | 1H12PL1409-30 | 1140930.SCH | 1C74 | 6N760-1 DCM1 | 4 | 0189 3902 | D | KWA1918AH | C | 32K | 0x00176c9a |  |  |  | DIV IV BPU CHAN 0F SENS0RS BYPASS SEVERE ACCI0ENT L0GIC BYPASS PANEL MANUAL EMS BYPASS 6 DIAGN0STICS
489 | 1H12PL1409 | 1H12PL1409-31 | 1140931.SCH | STC | 6N760-1 DCM1 | 4 | 0190 3902 | H | KWA1918AH | F | 32K | 0x001bd712 | TM#41 | LT1-15365/15202 | LT1-31113-1887 | SURVEILLANCE TEST C0NTR0LLER C0NTR0L & INDICATI0N SENS0R CHANNEL TEST SEQUENCING
490 | 1H12PL1409 | 1H12PL1409-32 | 1140932.SCH | STC | 6N762-1 DCM3 | 4 | 0879 4202 | D | KWA1918AH | C | 32K | 0x0019bd08 | TM#19 | LT1-10349/12086 | LT1-31113-1344/1486 | SURVEILLANCE TEST C0NTR0LLER SCFT BISTABLE FEEDBACK SENS0R TESTS 1 THRU 9
491 | 1H12PL1409 | 1H12PL1409-33 | 1140933.SCH | STC | 6N762-1 DCM3 | 4 | 0926 2503 | E | KWA1918AH | D | 32K | 0x00191023 | TM#19 | LT1-10349/12086 | LT1-31113-1344/1486 | SURVEILLANCE TEST C0NTR0LLER SCFT BISTABLE FEEDBACK SENS0R TESTS 10 THRU 20
492 | 1H12PL1409 | 1H12PL1409-34 | 1140934.SCH | STC | 6N762-1 DCM3 | 4 | 0966 2503 | C | KWA1918AH | C | 32K | 0x00189be5 |  |  |  | SURVEILLANCE TEST C0NTR0LLER SCFT BISTABLE FEEDBACK SENS0R TESTS 21 THRU 30
493 | 1H12PL1409 | 1H12PL1409-35 | 1140935.SCH | STC | 6N762-1 DCM3 | 4 | 0927 2503 | F | KWA1918AH | D | 32K | 0x0019bce9 | TM#19 | LT1-10349/12086 | LT1-31113-1344/1486 | SURVEILLANCE TEST C0NTR0LLER SCFT BISTABLE FEEDBACK SENS0R TESTS 31 THRU 38
494 | 1H12PL1409 | 1H12PL1409-36 |  | STC | 6N762-1 DCM3 | 4 | 1789 2053 | A | KWA1918AH |  | 32K | 0x00198647 |  |  |  | FUNCTIONAL INTERCONNECT DIAGRAM SURVEILLANCE TEST CONTROLLER SCFT BISTABLE FEEDBACK SENSOR TESTS 38 THRU 43 |  | STC新增
495 | 1H12PL1409 | 1H12PL1409-37 |  | STC | 6N762-1 DCM3 | 4 | 1790 2503 | A | KWA1918AH |  | 32K | 0x00175019 |  |  |  | FUNCTIONAL INTERCONNECT DIAGRAM SURVEILLANCE TEST CONTROLLER SCFT BISTABLE FEEDBACK SENSOR TESTS 44 THRU 45 |  | STC新增
496 | 1H23PL0301A | 1H23PL0301A-N1 |  | H23 | 6N754-1 NIM | 1 | 0106 3902
497 | 1H23PL0301A | 1H23PL0301A-N2 |  | H23 | 6N754-1 NIM | 1 | 0200 4903
498 | 1H23PL0301A | 1H23PL0301A-PS1 |  | H23 | 8N76-1 9N188 | 1 | 008
499 | 1H23PL0301A | 1H23PL0301A-PS2 |  | H23 | 8N76-1 9N188 | 1 | 124
500 | 1H23PL0301A | 1H23PL0301A-01 | 11301A01.SCH | 1E11 | 6N762-1 DCM3 | 1 | 0636 4202 | C | KWA1918AH | D | 32K | 0x001a4314 |  |  |  | RESIDUAL HEAT REM0VAL SYSTEM RHR 0UT 0F SERVICE L00P A DIV I
501 | 1H23PL0301A | 1H23PL0301A-02 | 11301A02.SCH | 1E11 | 6N762-1 DCM3 | 1 | 0638 4202 | B | KWA1918AH | C | 32K | 0x0017f4e3 |  |  |  | RESID HEAT RMVL SYS L0GIC SDC SUCTI0N VLV MBV-0011A, DIV I
502 | 1H23PL0301A | 1H23PL0301A-03 | 11301A03.SCH | 1E11 | 6N762-1 DCM3 | 1 | 0622 4202 | C | KWA1918AH | C | 32K | 0x00176516 |  |  |  | RESIDUAL HEAT REM0VAL SYSTEM HX FL0W C0NTR0L VALVE 1E11-MCV0004A (DIV I)
503 | 1H23PL0301A | 1H23PL0301A-04 | 11301A04.SCH | 1E11 | 6N762-1 DCM3 | 1 | 0621 4202 | D | KWA1918AH | D | 32K | 0x0017c509 |  |  |  | RHR SYSTEM DIVISI0N I SAMPLING SYSTEM VALVE SBV-0020A PRESSURE EQUAL VALVE ABV-0036A
504 | 1H23PL0301A | 1H23PL0301A-05 | 11301A05.SCH | 1E11 | 6N762-1 DCM3 | 1 | 0538 4202 | D | KWA1918AH | D | 32K | 0x00177b80 |  |  |  | RESID HEAT RMVL SYS L0GIC WARM-UP S/P ISLN VLV MCV-0023A, DIV I
505 | 1H23PL0301A | 1H23PL0301A-06 | 11301A06.SCH | 1E11 | 6N762-1 DCM3 | 1 | 0568 4202 | D | KWA1918AH | D | 32K | 0x0017850f |  |  |  | RESID HEAT RMVL SYS L0GIC WARM-UP R/W ISLN VLV MCV-0022A, DIV I
506 | 1H23PL0301A | 1H23PL0301A-08 | 11301A08.SCH | 1E11 | 6N762-1 DCM3 | 1 | 1160 2503 | D | KWA1918AH | D | 32K | 0x001790e2 |  |  |  | RHR SYSTEM DIVISI0N I SAMPLING SYSTEM VALVE SBV-0019A RPV INJ CHECK VALVE AW-0006A
507 | 1H23PL0301A | 1H23PL0301A-09 | 11301A09.SCH | 1E11 | 6N762-1 DCM3 | 1 | 1053 2503 | E | KWA1918AH | D | 32K | 0x00186ffa |  |  |  | RESID HEAT RMVL SYS L0GIC RPV INJECTI0N ISLN VLV MBV-0005A, DIV 1
508 | 1H23PL0301A | 1H23PL0301A-10 | 11301A10.SCH | 1E11 | 6N762-1 DCM3 | 1 | 1159 2503 | D | KWA1918AH | D | 32K | 0x00186022 |  |  |  | RESID HEAT RMVL SYS L0GIC RPV INJECTI0N ISLN VLV MBV-0009A, DIV 1
509 | 1H23PL0301A | 1H23PL0301A-11 | 11301A11.SCH | 1E11 | 6N762-1 DCM3 | 1 | 1161 2503 | F | KWA1918AH | D | 32K | 0x00192eb0 |  |  |  | RESIDUAL HEAT REM0VAL SYSTEM MAIN PUMP P-0001A (DIV 1)
510 | 1H23PL0301A | 1H23PL0301A-12 | 11301A12.SCH | 1E11 | 6N762-1 DCM3 | 1 | 1162 2503 | B | KWA1918AH | B | 32K | 0x001797d3 |  |  |  | RESIDUAL HEAT REM0VAL SYSTEM KEEP FILL PUMP P-0002A (DIV 1)
511 | 1H23PL0301A | 1H23PL0301A-13 | 11301A13.SCH | 1E11 | 6N762-1 DCM3 | 1 | 1165 2503 | C | KWA1918AH | C | 32K | 0x0017ca86 |  |  |  | RESID HEAT RMVL SYS L0GIC PASS SYS SAMPLING VLV MBV-0041A, DIV I
512 | 1H23PL0301A | 1H23PL0301A-14 | 11301A14.SCH | 1E11 | 6N762-1 DCM3 | 1 | 0846 4202 | D | KWA1918AH | D | 32K | 0x0017c200 |  |  |  | RESID HEAT RMVL SYS L0GIC TEST RTN LINE C0NT VLV MCV-0024A, DIV 1
513 | 1H23PL0301A | 1H23PL0301A-15 | 11301A15.SCH | 1E11 | 6N762-1 DCM3 | 1 | 0816 4202 | C | KWA1918AH | C | 32K | 0x00177b51 |  |  |  | RESID HEAT RMVL SYS L0GIC HX BYP FL0W C0NT VLV MCV-0018A, DIV I
514 | 1H23PL0301A | 1H23PL0301A-16 | 11301A16.SCH | 1R14 | 6N762-1 DCM3 | 1 | 0815 4202 | B | KWA1918AH | B | 32K | 0x00164b71 |  |  |  | INSTGC0NT PWR SPLY L0GIC 6 CLASS 1E 225VDC BATTERY DIV I
515 | 1H23PL0301A | 1H23PL0301A-17 | 11301A17.SCH | 1E11 | 6N762-1 DCM3 | 1 | 0631 4202 | D | KWA1918AH | D | 32K | 0x0018036a |  |  |  | RESID HEAT RMVL SYS L0GIC FPC SUPPLY LINE VLV MBV-0032A, DIV I
516 | 1H23PL0301A | 1H23PL0301A-18 | 11301A18.SCH | 1E11 | 6N762-1 DCM3 | 1 | 0818 4202 | D | KWA1918AH | D | 32K | 0x0018037b |  |  |  | RESID HEAT RMVL SYS L0GIC FPC SUPPLY LINE VLV MBV-0033A, DIV I
517 | 1H23PL0301A | 1H23PL0301A-19 | 11301A19.SCH | 1E11 | 6N762-1 DCM3 | 1 | 0819 4202 | D | KWA1918AH | D | 32K | 0x0017d9e3 |  |  |  | RESID HEAT RMVL SYS L0GIC WARM-UP ISLN VLV MBV-0021A, DIV I
518 | 1H23PL0301A | 1H23PL0301A-20 | 11301A20.SCH | 1E11 | 6N762-1 DCM3 | 1 | 0828 4202 | C | KWA1918AH | C | 32K | 0x0017c9ac |  |  |  | RESID HEAT RMVL SYS L0GIC PASS SYS SAMPLING VLV MBV-0040A, DIV I
519 | 1H23PL0301A | 1H23PL0301A-21 | 11301A21.SCH | 1E11 | 6N762-1 DCM3 | 1 | 0831 4202 | D | KWA1918AH | C | 32K | 0x001872cf | TM#19 | LT1-10349/12086 | LT1-31113-1594 | RESID HEAT RMVL SYS L0GIC MIN FL0W ISLN VLV MBV-0017A, DIV I
520 | 1H23PL0301A | 1H23PL0301A-22 | 11301A22.SCH | 1E11 | 6N762-1 DCM3 | 1 | 0841 4202 | D | KWA1918AH | D | 32K | 0x001894b2 |  |  |  | RESID HEAT RMVL SYS L0GIC SDC SUCTI0N ISLN VLV MBV-00l0C, DIV I
521 | 1H23PL0301A | 1H23PL0301A-23 | 11301A23.SCH | 1E11 | 6N762-1 DCM3 | 1 | 0842 4202 | C | KWA1918AH | C | 32K | 0x0017f94e |  |  |  | RESIDUAL HEAT REM0VAL SYSTEM SP SUCTI0N IS0LATI0N VALVE 1Ell-MBV0001A (DIV I)
522 | 1H23PL0301A | 1H23PL0301A-44 | 10301A44.SCH | 1R16 | 6N766-1 AIM | 1 | 0036 3902 | E | KWA1918AH | C | 32K | 0x0017e2bc |  |  |  | DC P0WER SUPPLY L0GIC CLASS 1E 125VDC DIV I MCC-0100A4 DC BUS V0LTAGE
523 | 1H23PL0301A | 1H23PL0301A-45 | 10301A45.SCH | 1P13 | 6N766-1 AIM | 1 | 0113 3902 | D | KWA1918AH | C | 32K | 0x0016d1d3 | TM#19 | LT1-10349/12086 | LT1-31113-1594 | CNDS ST0RGXFER SYS L0GIC CNDS ST0RAGE TANK LEVEL TRANSMITTERS (SAFETY)
524 | 1H23PL0301A | 1H23PL0301A-46 | 10301A46.SCH | 1E11 | 6N769-1 TCM | 1 | 0196 1208 | C | KWA1918AH | B | 32K | 0x002181fe |  |  |  | RESID HEAT RMVL SYS L0GIC L00P A ANAL0G SIGNALS, DIV I
525 | 1H23PL0301A | 1H23PL0301A-47 | 10301A47.SCH | 1E11 | 6N766-1 AIM | 1 | 0041 3902 | G | KWA1918AH | D | 32K | 0x0017b2f0 | TM#19 | LT1-10349/12086 | LT1-31113-1594 | RESIDUAL HEAT REM0VAL DIVISI0N I ANAL0G SIGNALS
526 | 1H23PL0301A | 1H23PL0301A-48 | 10301A48.SCH | 1E11 | 6N766-1 AIM | 1 | 0146 3902 | J | KWA1918AH |  | 32K | 0x0018406f | TM#19 | LT1-10349/12086 | LT1-31113-1594 | RESID HEAT RMVL SYS L0GIC L00P A ANAL0G SIGNALS DIV I
527 | 1H23PL0301B | 1H23PL0301B-N1 |  | H23 | 6N754-1 NIM | 2 | 0123 4903
528 | 1H23PL0301B | 1H23PL0301B-N2 |  | H23 | 6N754-1 NIM | 2 | 0045 3902
529 | 1H23PL0301B | 1H23PL0301B-PS1 |  | H23 | 8N76-1 9N188 | 2 | 019
530 | 1H23PL0301B | 1H23PL0301B-PS2 |  | H23 | 8N76-1 9N188 | 2 | 021
531 | 1H23PL0301B | 1H23PL0301B-01 | 10301B01.SCH | 1E11 | 6N762-1 DCM3 | 2 | 0882 4202 | E | KWA1918AH | D | 32K | 0x0017ca1f | TM#19 | LT1-10349/12086 | LT1-31113-1344/1486 | RESIDUAL HEAT REM0VAL SYSTEM DW SPRAY LINE C0NTR0L VALVE MCV-0028B (DIV 11)
532 | 1H23PL0301B | 1H23PL0301B-02 | 10301B02.SCH | 1E11 | 6N762-1 DCM3 | 2 | 0947 2503 | E | KWA1918AH | D | 32K | 0x001844fe | TM#19 | LT1-10349/12086 | LT1-31113-1344/1486 | RESIDUAL HEAT REM0VAL SYSTEM WETWELL SPRAY C0NTR0L VALVE MBV-0026B (DIV 11)
533 | 1H23PL0301B | 1H23PL0301B-03 | 10301B03.SCH | 1E11 | 6N762-1 DCM3 | 2 | 0953 2503 | D | KWA1918AH | D | 32K | 0x0017ca7a |  |  |  | RHR SYSTEM DIVISI0N I1 SAMPLING SYSTEM VALVE SBV-0019B PRESSURE EQUAL VALVE ABV-0036B
534 | 1H23PL0301B | 1H23PL0301B-04 | 10301B04.SCH | 1E11 | 6N762-1 DCM3 | 2 | 0923 2503 | D | KWA1918AH | D | 32K | 0x0017888d |  |  |  | RESID HEAT RMVL SYS L0GIC WARM-UP R/w ISLN VLV MCV-0022B, DIV I1
535 | 1H23PL0301B | 1H23PL0301B-05 | 10301B05.SCH | 1E11 | 6N762-1 DCM3 | 2 | 0928 2503 | D | KWA1918AH | D | 32K | 0x00177cf5 |  |  |  | RESID HEAT RMVL SYS L0GIC WARM-UP S/P ISLN VLV MCV-0023B, DIV I1
536 | 1H23PL0301B | 1H23PL0301B-06 | 10301B06.SCH | 1E11 | 6N762-1 DCM3 | 2 | 0931 2503 | E | KWA1918AH | D | 32K | 0x0017c53b |  |  |  | RESID HEAT RMVL SYS L0GIC TEST RTN LINE C0NT VLV MCV-0024B, DIV 2
537 | 1H23PL0301B | 1H23PL0301B-07 | 10301B07.SCH | 1E11 | 6N762-1 DCM3 | 2 | 1654 2503 | E | KWA1918AH | D | 32K | 0x00184b58 | TM#19 | LT1-10349/12086 | LT1-31113-1344/1486 | RESID HEAT RMVL SYS L0GIC DRYWELL SPRAY ISLN VLV MBV-0029B, DIV I1
538 | 1H23PL0301B | 1H23PL0301B-08 | 10301B08.SCH | 1E11 | 6N762-1 DCM3 | 2 | 1691 2503 | D | KWA1918AH | D | 32K | 0x001794fc |  |  |  | RHR SYSTEM DIVISI0N I1 SAMPLING SYSTEM VALVE SBV-0020B RPV INJ CHECK VALVE AW-0006B
539 | 1H23PL0301B | 1H23PL0301B-09 | 10301B09.SCH | 1E11 | 6N762-1 DCM3 | 2 | 1694 2503 | C | KWA1918AH | C | 32K | 0x00186f88 |  |  |  | RESID HEAT RMVL SYS L0GIC RPV INJECTI0N ISLN VLV MBV-0005B, DIV 2
540 | 1H23PL0301B | 1H23PL0301B-10 | 10301B10.SCH | 1E11 | 6N762-1 DCM3 | 2 | 1695 2503 | C | KWA1918AH | C | 32K | 0x00185e81 |  |  |  | RESID HEAT RMVL SYS L0GIC RPV INJECTI0N ISLN VLV MBV-0009B, DIV 2
541 | 1H23PL0301B | 1H23PL0301B-11 | 10301B11.SCH | 1E11 | 6N762-1 DCM3 | 2 | 1571 2503 | G | KWA1918AH |  | 32K | 0x001933f7 |  |  |  | RESIDUAL HEAT REM0VAL SYSTEM MAIN PUMP P-0001B (DIV 11)
542 | 1H23PL0301B | 1H23PL0301B-12 | 10301B12.SCH | 1E11 | 6N762-1 DCM3 | 2 | 1640 2503 | B | KWA1918AH | B | 32K | 0x00179aba |  |  |  | RESIDUAL HEAT REM0VAL SYSTEM KEEP FILL PUMP P-0002B (DIV 11)
543 | 1H23PL0301B | 1H23PL0301B-13 | 10301B13.SCH | 1E11 | 6N762-1 DCM3 | 2 | 1700 2503 | D | KWA1918AH | D | 32K | 0x0017dd5a |  |  |  | RESID HEAT RMVL SYS L0GIC WARM-UP ISLN VLV MBV-0021B, DIV I1
544 | 1H23PL0301B | 1H23PL0301B-14 | 10301B14.SCH | 1T62 | 6N762-1 DCM3 | 2 | 1639 2503 | C | KWA1918AH | C | 32K | 0x0017c63a |  |  |  | C0NTAINMENT M0NIT0RING L0GIC P0ST ACCIDENT SAMPLING VALVES SBV-0013B, SBV-0016 DIV I1
545 | 1H23PL0301B | 1H23PL0301B-15 | 10301B15.SCH | 1T62 | 6N762-1 DCM3 | 2 | 1663 2503 | C | KWA1918AH | C | 32K | 0x00170c69 |  |  |  | C0NTAINMENT M0NIT0RING L0GIC P0ST ACCIDENT SAMPLING VALVE SBV-0023 DIV I1
546 | 1H23PL0301B | 1H23PL0301B-16 | 10301B16.SCH | 1T62 | 6N762-1 DCM3 | 2 | 1648 2503 | C | KWA1918AH | C | 32K | 0x0017c6be |  |  |  | C0NTAINMENT M0NIT0RING L0GIC P0ST ACCIDENT SAMPLING VALVES SBV-0014B, SBV-0022 DIV I1
547 | 1H23PL0301B | 1H23PL0301B-17 | 10301B17.SCH | 1E11 | 6N762-1 DCM3 | 2 | 0980 2503 | D | KWA1918AH | D | 32K | 0x00180474 |  |  |  | RESID HEAT RMVL SYS L0GIC FPC SUPPLY LINE VLV MBV-0033B, DIV I1
548 | 1H23PL0301B | 1H23PL0301B-18 | 10301B18.SCH | 1E11 | 6N762-1 DCM3 | 2 | 1011 2503 | D | KWA1918AH | D | 32K | 0x00180457 |  |  |  | RESID HEAT RMVL SYS L0GIC FPC SUPPLY LINE VLV MBV-0032B, DIV I1
549 | 1H23PL0301B | 1H23PL0301B-19 | 10301B19.SCH | 1E11 | 6N762-1 DCM3 | 2 | 1010 2503 | E | KWA1918AH | D | 32K | 0x00195705 | TM#19 | LT1-10349/12086 | LT1-31113-1344/1486 | RESID HEAT RMVL SYS L0GIC SDC SUCTI0N ISLN VLV MBV-00l0A, DIV I1
550 | 1H23PL0301B | 1H23PL0301B-20 | 10301B20.SCH | 1E11 | 6N762-1 DCM3 | 2 | 1263 2503 | C | KWA1918AH | C | 32K | 0x0017654a |  |  |  | RESIDUAL HEAT REM0VAL SYSTEM HX FL0W C0NTR0L VALVE (DIV 11) 1Ell-MCV0004B
551 | 1H23PL0301B | 1H23PL0301B-21 | 10301B21.SCH | 1E11 | 6N762-1 DCM3 | 2 | 1008 2503 | C | KWA1918AH | C | 32K | 0x0017fec0 |  |  |  | RESID HEAT RMVL SYS L0GIC SDC SUCTI0N VLV MBV-00llB, DIV I1
552 | 1H23PL0301B | 1H23PL0301B-22 | 10301B22.SCH | 1E11 | 6N762-1 DCM3 | 2 | 0995 2503 | C | KWA1918AH | C | 32K | 0x00177ce9 |  |  |  | RESID HEAT RMVL SYS L0GIC HX BYP FL0W C0NT VLV MCV-0018B, DIV I1
553 | 1H23PL0301B | 1H23PL0301B-23 | 10301B23.SCH | 1T31 | 6N762-1 DCM3 | 2 | 1042 2503 | F | KWA1918AH | D | 32K | 0x0018b700 | TM#41 | LT1-15365/15202 | LT1-31113-1887 | ATM0SPHERIC CTRL SYS L0GIC N2 MAKEUP WETWELL ISLN VLV ABV-0022 AND ABV-0029
554 | 1H23PL0301B | 1H23PL0301B-24 | 10301B24.SCH | 1T31 | 6N762-1 DCM3 | 2 | 1039 2503 | F | KWA1918AH | D | 32K | 0x0017edf2 | TM#41 | LT1-15365/15202 | LT1-31113-1887 | ATM0SPHERIC CTRL SYS L0GIC PURGE ISLN VLV ABV-0032 6 ABV-0007 AND DIV 2 0UTED VLV ISLN
555 | 1H23PL0301B | 1H23PL0301B-25 | 10301B25.SCH | 1E11 | 6N762-1 DCM3 | 2 | 1018 2503 | D | KWA1918AH | C | 32K | 0x0018739c | TM#19 | LT1-10349/12086 | LT1-31113-1344/1486 | RESID HEAT RMVL SYS L0GIC MIN FL0W ISLN VLV MBV-0017B, DIV I1
556 | 1H23PL0301B | 1H23PL0301B-26 | 10301B26.SCH | 1E11 | 6N762-1 DCM3 | 2 | 1020 2503 | C | KWA1918AH | C | 32K | 0x0017fab1 |  |  |  | RESIDUAL HEAT REM0VAL SYSTEM SP SUCTI0N IS0LATI0N VALVE 1Ell-MBV0001B (DIV 11)
557 | 1H23PL0301B | 1H23PL0301B-27 | 10301B27.SCH | 1T62 | 6N762-1 DCM3 | 2 | 0606 4202 | B | KWA1918AH | B | 32K | 0x0017332f |  |  |  | C0NTAINMENT M0NIT0RING L0GIC INSTRUMENT SENSING LINE VALVES SBV-0701B, SBV-0703B DIV I1
558 | 1H23PL0301B | 1H23PL0301B-28 | 10301B28.SCH | 1T62 | 6N762-1 DCM3 | 2 | 0460 4202 | B | KWA1918AH | B | 32K | 0x001733b1 |  |  |  | C0NTAINMENT M0NIT0RING L0GIC INSTRUMENT SENSING LINE VALVES SBV-0705B, SBV-0707B DIV I1
559 | 1H23PL0301B | 1H23PL0301B-29 | 10301B29.SCH | 1T62 | 6N762-1 DCM3 | 2 | 0857 4202 | B | KWA1918AH | B | 32K | 0x00173433 |  |  |  | C0NTAINMENT M0NIT0RING L0GIC INSTRUMENT SENSING LINE VALVES SBV-0713B, SBV-0721B DIV I1
560 | 1H23PL0301B | 1H23PL0301B-30 | 10301B30.SCH | 1T62 | 6N762-1 DCM3 | 2 | 0860 4202 | C | KWA1918AH | C | 32K | 0x00182414 |  |  |  | CNTMT M0NIT0RING L0GIC SAMPLE VALVES SBV-0004B & SBV-0009B DIV I1
561 | 1H23PL0301B | 1H23PL0301B-31 | 10301B31.SCH | 1T62 | 6N762-1 DCM3 | 2 | 0829 4202 | E | KWA1918AH | C | 32K | 0x001668d0 |  |  |  | CNTMT M0NIT0RING L0GIC RADIATI0N M0NIT0RING DIV I1
562 | 1H23PL0301B | 1H23PL0301B-32 | 10301B32.SCH | 1T62 | 6N762-1 DCM3 | 2 | 0229 4202 | B | KWA1918AH | B | 32K | 0x00173572 |  |  |  | C0NTAINMENT M0NIT0RING L0GIC INSTRUMENT SENSING LINE VALVES SBV-0735B, SBV-0737B DIV I1
563 | 1H23PL0301B | 1H23PL0301B-35 | 10301B35.SCH | 1T62 | 6N762-1 DCM3 | 2 | 0867 4202 | B | KWA1918AH | B | 32K | 0x00162c4b |  |  |  | CNTMT M0NIT0RING L0GIC SAMPLE VALVES SBV-0004B & SBV-0009B, DIV I1
564 | 1H23PL0301B | 1H23PL0301B-41 | 10301B41.SCH | 1E11 | 6N766-1 AIM | 2 | 0005 3902 | C | KWA1918AH | C | 32K | 0x0016c351 |  |  |  | RESID HEAT RMVL SYS L0GIC L00P B ANAL0G SIGNALS DIV I1
565 | 1H23PL0301B | 1H23PL0301B-42 | 10301B42.SCH | 1T22 | 6N766-1 AIM | 2 | 0498 5103 | D | KWA1918AH | C | 32K | 0x001718e6 |  |  |  | STANBY GAS TREATNENT SYSTEM SGT SEAL TRAP LEVEL ALARMS
566 | 1H23PL0301B | 1H23PL0301B-43 | 10301B43.SCH | 1T62 | 6N766-1 AIM | 2 | 0068 3902 | E | KWA1918AH | D | 32K | 0x0016e3cc | TM#19 | LT1-10349/12086 | LT1-31113-1344/1486 | CNTMT M0NIT0RING L0GIC PRESSURE/LEVEL INDICATI0NS AND ALARMS DIV I1
567 | 1H23PL0301B | 1H23PL0301B-44 | 10301B44.SCH | 1T62 | 6N766-1 AIM | 2 | 0082 3902 | G | KWA1918AH | C | 32K | 0x00177041 |  |  |  | CNTMT M0NIT0RING L0GIC RADIATI0N M0NIT0R AND PRESS/LVL INDICATI0NS AND ALARMS
568 | 1H23PL0301B | 1H23PL0301B-45 | 10301B45.SCH | 1E11 | 6N766-1 AIM | 2 | 0512 5103 | F | KWA1918AH | D | 32K | 0x0017b33a | TM#19 | LT1-10349/12086 | LT1-31113-1344/1486 | RESIDUAL HEAT REM0VAL DIVISI0N I1 ANAL0G SIGNALS
569 | 1H23PL0301B | 1H23PL0301B-46 | 10301B46.SCH | 1E11 | 6N769-1 TCM | 2 | 0091 0804 | C | KWA1918AH | B | 32K | 0x00218214 |  |  |  | RESID HEAT RMVL SYS L0GIC L00P B ANAL0G SIGNALS, DIV I1
570 | 1H23PL0301B | 1H23PL0301B-47 | 10301B47.SCH | 1E11 | 6N766-1 AIM | 2 | 0069 3902 | L | KWA1918AH |  | 32K | 0x00184ede | TM#19 | LT1-10349/12086 | LT1-31113-1344/1486 | RESID HEAT RMVL SYS L0GIC L00P B ANAL0G SIGNALS DIV I1
571 | 1H23PL0301B | 1H23PL0301B-48 | 10301B48.SCH | 1T62 | 6N770-1 RTD | 2 | 0042 4903 | E | KWA1918AH | C | 32K | 0x0019fdfa |  |  |  | CNTMT M0NIT0RING L0GIC WETWELL TEMP INDICATI0NS AND ALARMS
572 | 1H23PL0301C | 1H23PL0301C-N1 |  | H23 | 6N754-1 NIM | 3 | 0235 5003
573 | 1H23PL0301C | 1H23PL0301C-N2 |  | H23 | 6N754-1 NIM | 3 | 0075 3902
574 | 1H23PL0301C | 1H23PL0301C-PS1 |  | H23 | 8N76-1 9N188 | 3 | 042
575 | 1H23PL0301C | 1H23PL0301C-PS2 |  | H23 | 8N76-1 9N188 | 3 | 004
576 | 1H23PL0301C | 1H23PL0301C-01 | 10301C01.SCH | 1E11 | 6N762-1 DCM3 | 3 | 1410 2503 | D | KWA1918AH | D | 32K | 0x0018936e |  |  |  | RESID HEAT RMVL SYS L0GIC SDC SUCTI0N ISLN VLV MBV-00l0B, DIV I11
577 | 1H23PL0301C | 1H23PL0301C-02 | 10301C02.SCH | 1E11 | 6N762-1 DCM3 | 3 | 1413 2503 | C | KWA1918AH | C | 32K | 0x0017fb79 |  |  |  | RESID HEAT RMVL SYS L0GIC SDC SUCTI0N VLV MBV-00llC, DIV I11
578 | 1H23PL0301C | 1H23PL0301C-03 | 10301C03.SCH | 1R16 | 6N762-1 DCM3 | 3 | 1411 2503 | B | KWA1918AH | B | 32K | 0x00163f23 |  |  |  | DC P0WER SUPPLY L0GIC CLASS 1E 125VDC DIV I11 BATTERY SYSTEM
579 | 1H23PL0301C | 1H23PL0301C-04 | 10301C04.SCH | 1E11 | 6N762-1 DCM3 | 3 | 1401 2503 | C | KWA1918AH | C | 32K | 0x00185f2e |  |  |  | RESID HEAT RMVL SYS L0GIC RPV INJECTI0N ISLN VLV MBV-0009C, DIV 3
580 | 1H23PL0301C | 1H23PL0301C-05 | 10301C05.SCH | 1E11 | 6N762-1 DCM3 | 3 | 1412 2503 | D | KWA1918AH | D | 32K | 0x001805ad |  |  |  | RESID HEAT RMVL SYS L0GIC FPC SUPPLY LINE VLV MBV-0033C, DIV I11
581 | 1H23PL0301C | 1H23PL0301C-06 | 10301C06.SCH | 1E11 | 6N762-1 DCM3 | 3 | 1370 2503 | C | KWA1918AH | C | 32K | 0x0017fab1 |  |  |  | RESIDUAL HEAT REM0VAL SYSTEM SP SUCTI0N IS0LATI0N VALVE 1E11-MBV0001C (DIV 111)
582 | 1H23PL0301C | 1H23PL0301C-07 | 10301C07.SCH | 1R14 | 6N762-1 DCM3 | 3 | 1369 2503 | B | KWA1918AH | B | 32K | 0x00162586 |  |  |  | INSTGC0NT PWR SPLY L0GIC DIV I11 RB6CB PWR C0ND XFMR-0000C4
583 | 1H23PL0301C | 1H23PL0301C-08 | 10301C08.SCH | 1E11 | 6N762-1 DCM3 | 3 | 1402 2503 | B | KWA1918AH | B | 32K | 0x001798b7 |  |  |  | RESIDUAL HEAT REM0VAL SYSTEM KEEP FILL PUMP P-0002C (DIV 111)
584 | 1H23PL0301C | 1H23PL0301C-09 | 10301C09.SCH | 1E11 | 6N762-1 DCM3 | 3 | 1398 2503 | C | KWA1918AH | C | 32K | 0x00176544 |  |  |  | RESIDUAL HEAT REM0VAL SYSTEM HX FL0W C0NTR0L VALVE 1E11-MCV0004C (DIV 111)
585 | 1H23PL0301C | 1H23PL0301C-10 | 10301C10.SCH | 1E11 | 6N762-1 DCM3 | 3 | 1400 2503 | F | KWA1918AH | D | 32K | 0x001858e1 | TM#19 | LT1-10349/12086 | LT1-31113-1344/1486 | RESID HEAT RMVL SYS L0GIC DRYWELL SPRAY ISLN VLV MBV-0029C, DIV I11
586 | 1H23PL0301C | 1H23PL0301C-11 | 10301C11.SCH | 1E11 | 6N762-1 DCM3 | 3 | 0970 2503 | D | KWA1918AH | D | 32K | 0x001abd40 |  |  |  | RESIDUAL HEAT REM0VAL SYSTEM RHR 0UT 0F SERVICE L00P C DIV I11
587 | 1H23PL0301C | 1H23PL0301C-12 | 10301C12.SCH | 1E11 | 6N762-1 DCM3 | 3 | 0937 2503 | D | KWA1918AH | D | 32K | 0x0017c722 |  |  |  | RHR SYSTEM DIVISI0N I11 SAMPLING SYSTEM VALVE SBV-0019C PRESSURE EQUAL VALVE ABV-0036C
588 | 1H23PL0301C | 1H23PL0301C-13 | 10301C13.SCH | 1E11 | 6N762-1 DCM3 | 3 | 0989 2503 | D | KWA1918AH | D | 32K | 0x00180595 |  |  |  | RESID HEAT RMVL SYS L0GIC FPC SUPPLY LINE VLV MBV-0032C, DIV I11
589 | 1H23PL0301C | 1H23PL0301C-14 | 10301C14.SCH | 1E11 | 6N762-1 DCM3 | 3 | 0952 2503 | E | KWA1918AH | D | 32K | 0x00185638 | TM#19 | LT1-10349/12086 | LT1-31113-1344/1486 | RESIDUAL HEAT REM0VAL SYSTEM WETWELL SPRAY C0NTR0L VALVE MBV-0026C (DIV 111)
590 | 1H23PL0301C | 1H23PL0301C-16 | 10301C16.SCH | 1T41 | 6N762-1 DCM3 | 3 | 1371 2503 | B | KWA1918AH | B | 32K | 0x00197ded |  |  |  | REACTOR BLOG HVAC SYS LOGIC RBSREE HVAC OUT OF SERVICE DIV C |  | FDI後新增
591 | 1H23PL0301C | 1H23PL0301C-17 | 10301C17.SCH | 1E11 | 6N762-1 DCM3 | 3 | 0969 2503 | F | KWA1918AH | D | 32K | 0x0017c928 | TM#19 | LT1-10349/12086 | LT1-31113-1344/1486 | RESIDUAL HEAT REM0VAL SYSTEM DW SPRAY LINE C0NTR0L VALVE MCV-0028C (DIV 111)
592 | 1H23PL0301C | 1H23PL0301C-18 | 10301C18.SCH | 1E11 | 6N762-1 DCM3 | 3 | 0967 2503 | E | KWA1918AH | D | 32K | 0x00177ca1 |  |  |  | RESID HEAT RMVL SYS L0GIC WARM-UP S/P ISLN VLV MCV-0023C, DIV I11
593 | 1H23PL0301C | 1H23PL0301C-19 | 10301C19.SCH | 1E11 | 6N762-1 DCM3 | 3 | 0990 2503 | D | KWA1918AH | D | 32K | 0x001785d7 |  |  |  | RESID HEAT RMVL SYS L0GIC WARM-UP R/W ISLN VLV MCV-0022C, DIV I11
594 | 1H23PL0301C | 1H23PL0301C-20 | 10301C20.SCH | 1E11 | 6N762-1 DCM3 | 3 | 0930 2503 | C | KWA1918AH | C | 32K | 0x001790a2 |  |  |  | RHR SYSTEM DIVISI0N I11 SAMPLING SYSTEM VALVE SBV-0020C RPV INJ CHECK VALVE AW-0006C
595 | 1H23PL0301C | 1H23PL0301C-21 | 10301C21.SCH | 1E11 | 6N762-1 DCM3 | 3 | 1016 2503 | D | KWA1918AH | C | 32K | 0x001874fd | TM#19 | LT1-10349/12086 | LT1-31113-1344/1486 | RESID HEAT RMVL SYS L0GIC MIN FL0W ISLN VLV MBV-0017C, DIV I11
596 | 1H23PL0301C | 1H23PL0301C-22 | 10301C22.SCH | 1E11 | 6N762-1 DCM3 | 3 | 1035 2503 | D | KWA1918AH | D | 32K | 0x0017d15b |  |  |  | RESID HEAT RMVL SYS L0GIC TEST RTN LINE C0NT VLV MCV-0024C, DIV 3
597 | 1H23PL0301C | 1H23PL0301C-23 | 10301C23.SCH | 1E11 | 6N762-1 DCM3 | 3 | 1387 2503 | G | KWA1918AH |  | 32K | 0x00193425 |  |  |  | RESIDUAL HEAT REM0VAL SYSTEM MAIN PUMP P-0001C (DIV 111)
598 | 1H23PL0301C | 1H23PL0301C-24 | 10301C24.SCH | 1E11 | 6N762-1 DCM3 | 3 | 1407 2503 | C | KWA1918AH | C | 32K | 0x00177d49 |  |  |  | RESID HEAT RMVL SYS L0GIC HX BYP FL0W C0NT VLV MCV-0018C, DIV I11
599 | 1H23PL0301C | 1H23PL0301C-25 | 10301C25.SCH | 1E11 | 6N762-1 DCM3 | 3 | 1393 2503 | D | KWA1918AH | D | 32K | 0x0017db6d |  |  |  | RESID HEAT RMVL SYS L0GIC WARM-UP ISLN VLV MBV-0021C, DIV I11
600 | 1H23PL0301C | 1H23PL0301C-26 | 10301C26.SCH | 1E11 | 6N762-1 DCM3 | 3 | 1389 2503 | D | KWA1918AH | C | 32K | 0x00186f96 |  |  |  | RESID HEAT RMVL SYS L0GIC RPV INJECTI0N ISLN VLV MBV-0005C, DIV 3
601 | 1H23PL0301C | 1H23PL0301C-43 | 10301C43.SCH | 1E11 | 6N766-1 AIM | 3 | 0453 5103 | B | KWA1918AH | B | 32K | 0x0016c369 |  |  |  | RESID HEAT RMVL SYS L0GIC L00P C ANAL0G SIGNALS DIV I11
602 | 1H23PL0301C | 1H23PL0301C-44 | 10301C44.SCH | 1E11 | 6N766-1 AIM | 3 | 0446 5103 | J | KWA1918AH |  | 32K | 0x00185157 | TM#19 | LT1-10349/12086 | LT1-31113-1344/1486 | RESID HEAT RMVL SYS L0GIC L00P C ANAL0G SIGNALS DIV I11
603 | 1H23PL0301C | 1H23PL0301C-45 | 10301C45.SCH | 1R13 | 6N766-1 AIM | 3 | 0445 5103 | C | KWA1918AH | C | 32K | 0x0016944a |  |  |  | VITAL AC P0HER SUPPLY L0GIC CLASS iE CVCF DIV 3 CVCF-0000C4
604 | 1H23PL0301C | 1H23PL0301C-46 | 10301C46.SCH | 1E11 | 6N769-1 TCM | 3 | 0198 1208 | B | KWA1918AH | B | 32K | 0x00218228 |  |  |  | RESID HEAT RMVL SYS L0GIC L00P C ANAL0G SIGNALS, DIV I11
605 | 1H23PL0301C | 1H23PL0301C-47 | 10301C47.SCH | 1E11 | 6N766-1 AIM | 3 | 0488 5103 | F | KWA1918AH | D | 32K | 0x0017b535 | TM#19 | LT1-10349/12086 | LT1-31113-1344/1486 | RESIDUAL HEAT REM0VAL DIVISI0N I11 ANAL0G SIGNALS
606 | 1H23PL0301C | 1H23PL0301C-48 | 10301C48.SCH | 1B21 | 6N766-1 AIM | 3 | 0007 3902 | A | KWA1918AH | B | 32K | 0x0016dca9 |  |  |  | MAIN STEAM SYSTEM LOGIC ANALOG SIGNALS DIV Ш |  | FDI後新增
607 | 1H23PL0301D | 1H23PL0301D-N1 |  | H23 | 6N754-1 NIM | 4 | 0161 4903
608 | 1H23PL0301D | 1H23PL0301D-N2 |  | H23 | 6N754-1 NIM | 4 | 0159 4903
609 | 1H23PL0301D | 1H23PL0301D-PS1 |  | H23 | 8N76-1 9N188 | 4 | 33
610 | 1H23PL0301D | 1H23PL0301D-PS2 |  | H23 | 8N76-1 9N188 | 4 | 31
611 | 1H23PL0301D | 1H23PL0301D-01 | 10301D01.SCH | 1T62 | 6N762-1 DCM3 | 4 | 1665 2503 | A | KWA1918AH | B | 32K | 0x00173333 |  |  |  | C0NTAINMENT M0NIT0RING L0GIC INSTRUMENT SENSING LINE VALVE SBV-0701D, SBV-0703D DIV IV
612 | 1H23PL0301D | 1H23PL0301D-02 | 10301D02.SCH | 1T62 | 6N762-1 DCM3 | 4 | 1600 2503 | A | KWA1918AH | B | 32K | 0x0016b9b3 |  |  |  | C0NTAINMENT M0NIT0RING L0GIC INSTRUMENT SENSING LINE VALVE SBV-0719D DIV IV
613 | 1H23PL0301D | 1H23PL0301D-06 | 10301D06.SCH | 1R14 | 6N762-1 DCM3 | 4 | 1659 2503 | B | KWA1918AH | C | 32K | 0x00163319 |  |  |  | INSTGC0NT PWR SPLY L0GIC DIV IV WBBGCB PWR C0ND XFMR-0000D4
614 | 1H23PL0301D | 1H23PL0301D-07 | 10301D07.SCH | 1B21 | 6N762-1 DCM3 | 4 | 1658 2503 | A | KWA1918AH | B | 32K | 0x0016251a |  |  |  | MAIN STEAM SYSTEM L0GIC ANAL0G TRIP SIGNALS DIV IV
615 | 1H23PL0301D | 1H23PL0301D-32 | 10301D32.SCH | 1T41 | 6N769-1 TCM | 4 | 0049 4402 | D | KWA1918AH | C | 32K | 0x0022de0d | TM#37 | LT1-14563 | LT1-31113-1816 | REACT0R BLDG HVAC SYS L0GIC RBSREHV TEMP / RCIC PMP RM RWCU LEAK DETECTI0N TEMPERATURE
616 | 1H23PL0301D | 1H23PL0301D-34 | 10301D34.SCH | 1T41 | 6N769-1 TCM | 4 | 0186 1208 | B | KWA1918CL | C | 128K | 0x00229d36 |  |  |  | REACT0R BLDG HVAC SYS L0GIC ECCS VALVE RM A, B, C TEMP. RWCU RM 6 PIPE SPACE 0.C RHR
617 | 1H23PL0301D | 1H23PL0301D-35 | 10301D35.SCH | 1B21 | 6N766-1 AIM | 4 | 0037 3902 | A | KWA1918AH | B | 32K | 0x0016e01b |  |  |  | MAIN STEAM SYSTEM LOGIC ANALOG SIGNALS DIV IV |  | FDI後新增
618 | 1H23PL0301D | 1H23PL0301D-36 | 10301D36.SCH | 1T41 | 6N766-1 AIM | 4 | 0533 5103 | D | KWA1918AH | B | 32K | 0x00173176 |  |  |  | REACT0R BLDG HVAC SYS L0GIC SYSTEM TRIP AND RBSCHV IS0LATI0N
619 | 1H23PL0301D | 1H23PL0301D-37 | 10301D37.SCH | 1G31 | 6N766-1 AIM | 4 | 0551 5103 | C | KWA1918AH | C | 32K | 0x0016b71f |  |  |  | RX WATER CLEANUP SYS L0GIC FL0W TEMPERATURE C0MPENSATED DIV IV
620 | 1H23PL0301D | 1H23PL0301D-38 | 10301D38.SCH | 1G31 | 6N769-1 TCM | 4 | 0181 1208 | C | KWA1918AH | C | 32K | 0x002204a2 |  |  |  | RX WATER CLEANUP SYS L0GIC FL0W TEMP C0MP 0IV IV
621 | 1H23PL0301D | 1H23PL0301D-39 | 10301D39.SCH | 1R13 | 6N766-1 AIM | 4 | 0503 4103 | D | KWA1918AH | C | 32K | 0x0016945b |  |  |  | VITAL AC P0WER SUPPLY L0GIC CLASS 1E CVCF DIV 4 CVCF-0000D4
622 | 1H23PL0301D | 1H23PL0301D-40 | 10301D40.SCH | 1T62 | 6N770-1 RTD | 4 | 0033 4903 | E | KWA1918AH | C | 32K | 0x0019fe12 |  |  |  | CNTMT M0NIT0RING L0GIC WETWELL TEMP INDICATI0NS AND ALARMS
623 | 1H23PL0301D | 1H23PL0301D-41 | 10301D41.SCH | 1P13 | 6N766-1 AIM | 4 | 0396 5103 | D | KWA1918AH | C | 32K | 0x0016d3d8 | TM#19 | LT1-10349/12086 | LT1-31113-1344/1486 | CNDS ST0RGXFER SYS L0GIC CNDS ST0RAGE TANK LEVEL TRANSMITTERS (SAFETY)
624 | 1H23PL0301D | 1H23PL0301D-42 | 10301D42.SCH | 1T22 | 6N766-1 AIM | 4 | 0545 5103 | F | KWA1918AH | D | 32K | 0x00171958 | TM#37 | LT1-15098 | LT1-31113-1832 | STNDBY GAS TRTMT L0GIC TRAIN [B) M0NIT0RING
625 | 1H23PL0301D | 1H23PL0301D-43 | 10301D43.SCH | 1E51 | 6N766-1 AIM | 4 | 0437 5103 | E | KWA1918AH | C | 32K | 0x0017548e |  |  |  | RX C0RE ISLN CLG L0GIC (RCIC) LEAK DETECT / STM LN PRESS SIGNALS AND RCIC TURB EXH PRESS
626 | 1H23PL0301D | 1H23PL0301D-44 | 10301D44.SCH | 1G31 | 6N768-1 AOM | 4 | 0036 0204 | B | KWA1918AH | C | 32K | 0x0017895a |  |  |  | RX WTIR CLEANUP SYS L0GIC FL0W TEMPERATURE C0MPEINSATE0 0IV IV
627 | 1H23PL0301D | 1H23PL0301D-45 | 10301D45.SCH | 1B21 | 6N766-1 AIM | 4 | 0440 5103 | G | KWA1918AH | D | 32K | 0x00181258 | TM#19 | LT1-10349/12086 | LT1-31113-1344/1486 | MAIN STEAM SYSTEM L0GIC ANAL0G SIGNALS 0IV IV
628 | 1H23PL0301D | 1H23PL0301D-46 | 10301D46.SCH | 1T41 | 6N769-1 TCM | 4 | 0189 1208 | A | KWA1918AH | B | 32K | 0x0022ddfe |  |  |  | REACT0R BLDG HVAC SYS L0GIC PIPE SPACE A RCIC/RHR A
629 | 1H23PL0301D | 1H23PL0301D-47 | 10301D47.SCH | 1T62 | 6N766-1 AIM | 4 | 0028 3902 | D | KWA1918AH | C | 32K | 0x0016e4cb | TM#19 | LT1-10349/12086 | LT1-31113-1344/1486 | CNTMT M0NIT0RING L0GIC PRESSURE/LEVEL INDICATI0NS AND ALARMS DIV IV
630 | 1H23PL0301D | 1H23PL0301D-48 | 10301D48.SCH | 1T41 | 6N769-1 TCM | 4 | 0080 0804 | B | KWA1918AH | C | 32K | 0x002274a8 |  |  |  | REACT0R BLDG HVAC SYS L0GIC RBSREHV TEMPERATURE DETECTI0N 6 RWCU LBAK DBTICTI0N TEMPERATURE
631 | 1H23PL0302A | 1H23PL0302A-N1 |  | H23 | 6N754-1 NIM | 1 | 0036 3902
632 | 1H23PL0302A | 1H23PL0302A-N2 |  | H23 | 6N754-1 NIM | 1 | 0065 3902
633 | 1H23PL0302A | 1H23PL0302A-PS1 |  | H23 | 8N76-1 9N188 | 1 | 064
634 | 1H23PL0302A | 1H23PL0302A-PS2 |  | H23 | 8N76-1 9N188 | 1 | 083
635 | 1H23PL0302A | 1H23PL0302A-01 | 10302A01.SCH | 1B21 | 6N762-1 DCM3 | 1 | 0844 4202 | C | KWA1918AH | D | 32K | 0x00185f30 |  |  |  | MAIN STEAM SYSTEM L0GIC BYP/DRAIN INBD ISLN VLV MBV-0008. DIV 1
636 | 1H23PL0302A | 1H23PL0302A-02 | 10302A02.SCH | 1B21 | 6N762-1 DCM3 | 1 | 0843 4202 | C | KWA1918AH | D | 32K | 0x0017e36f |  |  |  | MAIN STEAM SYSTEM L0GIC RPV HEAD VENT LINE VLV MBV-0501. 0IV I
637 | 1H23PL0302A | 1H23PL0302A-03 | 10302A03.SCH | 1T31 | 6N762-1 DCM3 | 1 | 0116 4202 | D | KWA1918AH | C | 32K | 0x001817e0 | TM#19 | LT1-10349/12086 | LT1-31113-1594 | ATM0SPHERIC CTRL SYS L0GIC ISLN VLVS ABV-0005 6 ABV-0021 AND DIV 1 PCV AUTBD VLV ISLN
638 | 1H23PL0302A | 1H23PL0302A-04 | 10302A04.SCH | 1G31 | 6N762-1 DCM3 | 1 | 0103 4202 | D | KWA1918AH | D | 32K | 0x00188577 |  |  |  | RX WTR CLNUP SYS L0GIC 0UTB0ARD IS0 VALVE MBV-0004 DIV I
639 | 1H23PL0302A | 1H23PL0302A-05 | 10302A05.SCH | 1B21 | 6N762-1 DCM3 | 1 | 0837 4202 | E | KWA1918AH | E | 32K | 0x0017a71f |  |  |  | MAIN STEAM SYSTEM L0GIC BYP/DRAIN 0UTBD ISLN VLV MCV-0013, DIV I
640 | 1H23PL0302A | 1H23PL0302A-06 | 10302A06.SCH | 1B21 | 6N762-1 DCM3 | 1 | 0836 4202 | D | KWA1918AH | D | 32K | 0x0017c7e1 |  |  |  | MAIN STEAM SYSTEM L0GIC 0IV I PIL0T S0V-0047B/SRV-00068 TRAIN 2 PIL0T S0V-0047C/SRV-0006C TRAIN 2
641 | 1H23PL0302A | 1H23PL0302A-07 | 10302A07.SCH | 1B21 | 6N762-1 DCM3 | 1 | 0800 4202 | C | KWA1918AH | D | 32K | 0x0017655d |  |  |  | MAIN STEAM SYS (MS) L0GIC DRAIN LINE T0 C0N0 IS0L VLV ACV-0014. 0IV I
642 | 1H23PL0302A | 1H23PL0302A-08 | 10302A08.SCH | 1C61 | 6N762-1 DCM3 | 1 | 0833 4202 | B | KWA1918AH | B | 32K | 0x00162875 |  |  |  | REM0TE SHUTD0WN SYS L0GIC RHR PUMP lA/SAFETY RELIEF VALVE 1Ell-P-0001A/1B21-SRV-0003D
643 | 1H23PL0302A | 1H23PL0302A-10 | 10302A10.SCH | 1B21 | 6N762-1 DCM3 | 1 | 0801 4202 | E | KWA1918AH | E | 32K | 0x00180eef | TM#19 | LT1-10349/12086 | LT1-31113-1594 | MAIN STEAM SYSTEM L0GIC 0IV I PIL0T S0V-003BC/SRV-0003C TR 1 PIL0T S0V-0044B/SRV-0005B TR 2
644 | 1H23PL0302A | 1H23PL0302A-11 | 10302A11.SCH | 1B21 | 6N762-1 DCM3 | 1 | 0832 4202 | D | KWA1918AH | D | 32K | 0x00171ffa |  |  |  | MAIN STEAM SYSTEM L0GIC 0IV I PIL0T S0V-0044A/SRV-0005A TRAIN 1 PIL0T S0V-00440/SRV-00050 TRAIN 1
645 | 1H23PL0302A | 1H23PL0302A-12 | 10302A12.SCH | 1B21 | 6N762-1 DCM3 | 1 | 0834 4202 | F | KWA1918AH | E | 32K | 0x0017ee69 | TM#19 | LT1-10349/12086 | LT1-31113-1594 | MAIN STEAM SYSTEM L0GIC 0IV I PIL0T S0V-0044B/SRV-00058 TR 1 PIL0T S0V-003BC/SRV-0003C TR 2
646 | 1H23PL0302A | 1H23PL0302A-13 | 10302A13.SCH | 1B21 | 6N762-1 DCM3 | 1 | 0499 4202 | E | KWA1918AH | D | 32K | 0x0017f15a | TM#19 | LT1-10349/12086 | LT1-31113-1594 | MAIN STEAM SYSTEM L0GIC 0IV I PIL0T S0V-0043B/SRV-00048 TRAIN 1 PIL0T S0V-0047A/SRV-0006A TRAIN 2
647 | 1H23PL0302A | 1H23PL0302A-14 | 10302A14.SCH | 1B21 | 6N762-1 DCM3 | 1 | 0453 4202 | E | KWA1918AH | D | 32K | 0x001840c3 | TM#19 | LT1-10349/12086 | LT1-31113-1594 | MAIN STEAM SYSTEM L0GIC 0IV I PIL0T S0V-0050C/SRV-0007C TRAIN 1 PIL0T S0V-00460/SRV-00050 TRAIN 2
648 | 1H23PL0302A | 1H23PL0302A-15 | 10302A15.SCH | 1B21 | 6N762-1 DCM3 | 1 | 0655 4202 | E | KWA1918AH | D | 32K | 0x0017eef6 | TM#19 | LT1-10349/12086 | LT1-31113-1594 | MAIN STEAM SYSTEM L0GIC 0IV I PIL0T S0V-0047A/SRV-0006A TRAIN 1 PIL0T S0V-0043B/SRV-00046 TRAIN 2
649 | 1H23PL0302A | 1H23PL0302A-16 | 10302A16.SCH | 1B21 | 6N762-1 DCM3 | 1 | 1745 2503 | E | KWA1918AH | D | 32K | 0x00183dcb | TM#19 | LT1-10349/12086 | LT1-31113-1594 | MAIN STEAM SYSTEM L0GIC 0IV I PIL0T S0V-00460/SRV-00050 TRAIN 1 PIL0T S0V-0050C/SRV-0007C TRAIN 2
650 | 1H23PL0302A | 1H23PL0302A-17 | 10302A17.SCH | 1B21 | 6N762-1 DCM3 | 1 | 1625 2503 | D | KWA1918AH | D | 32K | 0x00172143 |  |  |  | MAIN STEAM SYSTEM L0GIC 0IV I PIL0T S0V-003BA/SRV-0003A TRAIN 1 PIL0T S0V-0041B/SRV-0004B TRAIN 1
651 | 1H23PL0302A | 1H23PL0302A-18 | 10302A18.SCH | 1B21 | 6N762-1 DCM3 | 1 | 0478 4202 | D | KWA1918AH | D | 32K | 0x00172186 |  |  |  | MAIN STEAM SYSTEM L0GIC 0IV I PIL0T S0V-003B0/SRV-00030 TRAIN 1 PIL0T S0V-0041C/SRV-0004C TRAIN 1
652 | 1H23PL0302A | 1H23PL0302A-19 | 10302A19.SCH | 1B21 | 6N762-1 DCM3 | 1 | 0428 4202 | D | KWA1918AH | D | 32K | 0x00170d04 |  |  |  | MAIN STEAM SYSTEM L0GIC 0IV I PIL0T S0V-003BA/SRV-0003A TRAIN 2 PIL0T S0V-0041B/SRV-00048 TRAIN 2
653 | 1H23PL0302A | 1H23PL0302A-20 | 10302A20.SCH | 1B21 | 6N762-1 DCM3 | 1 | 0497 4202 | D | KWA1918AH | D | 32K | 0x00170d3d |  |  |  | MAIN STEAM SYSTEM L0GIC 0IV I PIL0T S0V-00380/SRV-00030 TRAIN 2 PIL0T S0V-004iC/SRV-0004C TRAIN 2
654 | 1H23PL0302A | 1H23PL0302A-21 | 10302A21.SCH | 1B21 | 6N762-1 DCM3 | 1 | 0434 4202 | D | KWA1918AH | D | 32K | 0x00170cc3 |  |  |  | MAIN STEAM SYSTEM L0GIC 0IV I PIL0T S0V-0044A/SRV-0005A TRAIN 2 PIL0T S0V-00440/SRV-00050 TRAIN 2
655 | 1H23PL0302A | 1H23PL0302A-22 | 10302A22.SCH | 1B21 | 6N762-1 DCM3 | 1 | 0710 4202 | E | KWA1918AH | D | 32K | 0x00181541 | TM#41 | LT1-15365/15202 | LT1-31113-1887 | MAIN STEAM SYSTEM L0GIC 0IV I PIL0T S0V-0047C/SRV-0006C TRAIN 1 PIL0T S0V-0047B/SRV-00066 TRAIN 1
656 | 1H23PL0302A | 1H23PL0302A-23 | 10302A23.SCH | 1G31 | 6N762-1 DCM3 | 1 | 0430 4202 | E | KWA1918AH | E | 32K | 0x0017f4f1 |  |  |  | AX WTR CLNUP SYS L0GIC VESSEL SPRAY ISLN VLV MBV-0021 DIV I
657 | 1H23PL0302A | 1H23PL0302A-24 | 10302A24.SCH | 1G31 | 6N762-1 DCM3 | 1 | 0248 4202 | C | KWA1918AH | C | 32K | 0x00181810 |  |  |  | RX WTR CLEANUP SYS L0GIC RPV SAMPLE 0UTED ISLN VALVE ABV-0031 DIV I
658 | 1H23PL0302A | 1H23PL0302A-25 | 10302A25.SCH | 1B21 | 6N762-1 DCM3 | 1 | 0443 4202 | C | KWA1918AH | C | 32K | 0x0017e2fc |  |  |  | MAIN STEAM SYSTEM L0GIC RPV HEAD VENT LINE VLV MBV-0502 0IV I
659 | 1H23PL0302A | 1H23PL0302A-26 | 10302A26.SCH | 1B21 | 6N762-1 DCM3 | 1 | 0451 4202 | B | KWA1918AH | B | 32K | 0x0017cfd0 |  |  |  | MAIN STEAM SYSTEM OUT OF SERVICE DIV I |  | FDI後新增
660 | 1H23PL0302A | 1H23PL0302A-45 | 10302A45.SCH | 1B21 | 6N766-1 AIM | 1 | 0377 4503 | F | KWA1918AH | D | 32K | 0x00181d73 | TM#19 | LT1-10349/12086 | LT1-31113-1594 | MAIN STEAM SYSTEM L0GIC ANAL0G SIGNALS 0IV I
661 | 1H23PL0302A | 1H23PL0302A-46 | 10302A46.SCH | 1R13 | 6N766-1 AIM | 1 | 0116 3902 | C | KWA1918AH | C | 32K | 0x00169423 |  |  |  | VITAL AC P0WER SUPPLY L0GIC CLASS 1E CVCF DIV 1 CVCF-0000A4
662 | 1H23PL0302A | 1H23PL0302A-47 | 10302A47.SCH | 1T22 | 6N766-1 AIM | 1 | 0484 5103 | E | KWA1918AH | D | 32K | 0x00171925 | TM#37 | LT1-15098 | LT1-31113-1832 | STNDBY GAS TRTMT L0GIC TRAIN (B) M0NIT0RING
663 | 1H23PL0302A | 1H23PL0302A-48 | 10302A48.SCH | 1B21 | 6N766-1 AIM | 1 | 0324 4503 | E | KWA1918AH | D | 32K | 0x001733ae |  |  |  | MAIN STEAM SYSTEM L0GIC ANAL0G SIGNALS 0IV I
664 | 1H23PL0302B | 1H23PL0302B-N1 |  | H23 | 6N754-1 NIM | 2 | 0166 4903
665 | 1H23PL0302B | 1H23PL0302B-N2 |  | H23 | 6N754-1 NIM | 2 | 0257 1511 | [10 empty] | 105.03.28以自購備品更換
666 | 1H23PL0302B | 1H23PL0302B-PS1 |  | H23 | 8N76-1 9N188 | 2 | 077
667 | 1H23PL0302B | 1H23PL0302B-PS2 |  | H23 | 8N76-1 9N188 | 2 | 075
668 | 1H23PL0302B | 1H23PL0302B-01 | 10302B01.SCH | 1B21 | 6N762-1 DCM3 | 2 | 1927 5003 | D | KWA1918AH | D | 32K | 0x00192fad |  |  |  | MAIN STEAM SYSTEM L0GIC BYP/0RAIN 0UTBD ISLN VLV MBV-0009. 0IV I1
669 | 1H23PL0302B | 1H23PL0302B-02 | 10302B02.SCH | 1E22 | 6N762-1 DCM3 | 2 | 1926 5003 | D | KWA1918AH | D | 32K | 0x0017da7d |  |  |  | HP C0RE FL00DER SYS - L0GIC TEST RTN FL0W C0NT DIV I1 MCV-0009B
670 | 1H23PL0302B | 1H23PL0302B-03 | 10302B03.SCH | 1B21 | 6N762-1 DCM3 | 2 | 1915 5003 | C | KWA1918AH | C | 32K | 0x0017e24e |  |  |  | MAIN STEAM SYSTEM L0GIC RPV GAS REM0VAL VLV MBV-0500. 0IV I1
671 | 1H23PL0302B | 1H23PL0302B-05 | 10302B05.SCH | 1B21 | 6N762-1 DCM3 | 2 | 1846 5003 | E | KWA1918AH | D | 32K | 0x00180450 | TM#19 | LT1-10349/12086 | LT1-31113-1344/1486 | MAIN STEAM SYSTEM L0GIC 0IV I1 PIL0T S0V-003BB/SRV-00038 TRAIN I PIL0T S0V-00400/SRV-00030 TRAIN 2
672 | 1H23PL0302B | 1H23PL0302B-06 | 10302B06.SCH | 1B21 | 6N762-1 DCM3 | 2 | 1456 2503 | E | KWA1918AH | D | 32K | 0x0017ec87 | TM#19 | LT1-10349/12086 | LT1-31113-1344/1486 | MAIN STEAM SYSTEM L0GIC 0IV I1 PIL0T S0V-00410/SRV-0004D TRAIN 1 PIL0T S0V-0046A/SRV-0005A TRAIN 2
673 | 1H23PL0302B | 1H23PL0302B-07 | 10302B07.SCH | 1B21 | 6N762-1 DCM3 | 2 | 1431 2503 | E | KWA1918AH | D | 32K | 0x0017e587 | TM#19 | LT1-10349/12086 | LT1-31113-1344/1486 | MAIN STEAM SYSTEM L0GIC DIV I1 PIL0T S0V-00400/SRV-0003D TRAIN 1 PIL0T S0V-003BB/SRV-0003B TRAIN 2
674 | 1H23PL0302B | 1H23PL0302B-08 | 10302B08.SCH | 1B21 | 6N762-1 DCM3 | 2 | 1458 2503 | E | KWA1918AH | D | 32K | 0x0017e76a | TM#19 | LT1-10349/12086 | LT1-31113-1344/1486 | MAIN STEAM SYSTEM L0GIC 0IV I1 PIL0T S0V-0046A/SRV-0005A TRAIN 1 PIL0T S0V-00410/SRV-00040 TRAIN 2
675 | 1H23PL0302B | 1H23PL0302B-09 | 10302B09.SCH | 1B21 | 6N762-1 DCM3 | 2 | 1424 2503 | F | KWA1918AH | D | 32K | 0x00181125 | TM#41 | LT1-15365/15202 | LT1-31113-1887 | MAIN STEAM SYSTEM L0GIC 0IV I1 PIL0T S0V-004BC/SRV-0006C TRAIN 1 PIL0T S0V-004BB/SRV-0006B TRAIN 1
676 | 1H23PL0302B | 1H23PL0302B-10 | 10302B10.SCH | 1E51 | 6N762-1 DCM3 | 2 | 1460 2503 | D | KWA1918AH |  | 32K | 0x0019215f |  |  |  | RX C0RE ISLN CLG L0GIC (RCIC) STM SP LN 0B ISLN VLV MBV-0102, DIV I1
677 | 1H23PL0302B | 1H23PL0302B-11 | 10302B11.SCH | 1B21 | 6N762-1 DCM3 | 2 | 1464 2503 | D | KWA1918AH | E | 32K | 0x0017c481 |  |  |  | MAIN STEAM SYSTEM L0GIC 0IV I1 PIL0T SDV-004BB/SRV-00066 TRAIN 2 PIL0T S0V-004BC/SRV-0006C TRAIN 2
678 | 1H23PL0302B | 1H23PL0302B-12 | 10302B12.SCH | 1E22 | 6N762-1 DCM3 | 2 | 1420 2503 | E | KWA1918AH | F | 32K | 0x0018affa |  |  |  | HP C0RE FL00DER SYS - L0GIC RPV INJ ISLN VLV DIV I1 MBV-0004B
679 | 1H23PL0302B | 1H23PL0302B-13 | 10302B13.SCH | 1B21 | 6N762-1 DCM3 | 2 | 1610 2503 | D | KWA1918AH | D | 32K | 0x00171d35 |  |  |  | MAIN STEAM SYSTEM L0GIC 0IV I1 PIL0T S0V-0039A/SRV-0003A TRAIN 1 PIL0T SDV-0042B/SRV-0004B TRAIN 1
680 | 1H23PL0302B | 1H23PL0302B-14 | 10302B14.SCH | 1B21 | 6N762-1 DCM3 | 2 | 1603 2503 | D | KWA1918AH | D | 32K | 0x00171db8 |  |  |  | MAIN STEAM SYSTEM L0GIC 0IV I1 PIL0T S0V-00390/SRV-0003D TRAIN 1 PIL0T S0V-0042C/SRV-0004C TRAIN 1
681 | 1H23PL0302B | 1H23PL0302B-15 | 10302B15.SCH | 1B21 | 6N762-1 DCM3 | 2 | 1259 2503 | D | KWA1918AH | D | 32K | 0x00170b91 |  |  |  | MAIN STEAM SYSTEM L0GIC 0IV I1 PIL0T S0V-0039A/SRV-0003A TRAIN 2 PIL0T S0V-0042B/SRV-00046 TRAIN 2
682 | 1H23PL0302B | 1H23PL0302B-16 | 10302B16.SCH | 1B21 | 6N762-1 DCM3 | 2 | 2032 5003 | E | KWA1918AH | E | 32K | 0x00170c14 |  |  |  | MAIN STEAM SYSTEM L0GIC 0IV I1 PIL0T S0V-00390/SRV-00030 TRAIN 2 PIL0T S0V-0042C/SRV-0004C TRAIN 2
683 | 1H23PL0302B | 1H23PL0302B-17 | 10302B17.SCH | 1B21 | 6N762-1 DCM3 | 2 | 2031 5003 | D | KWA1918AH | D | 32K | 0x00171d81 |  |  |  | MAIN STEAM SYSTEM L0GIC 0IV I1 PIL0T S0V-0045A/SRV-0005A TRAIN 1 PIL0T S0V-00450/SRV-0005D TRAIN 1
684 | 1H23PL0302B | 1H23PL0302B-18 | 10302B18.SCH | 1B21 | 6N762-1 DCM3 | 2 | 2022 5003 | E | KWA1918AH | D | 32K | 0x0018007d | TM#19 | LT1-10349/12086 | LT1-31113-1344/1486 | MAIN STEAM SYSTEM L0GIC DIV I1 PIL0T S0V-0049C/SRV-0006C TRAIN 1 PIL0T S0V-0050B/SRV-00076 TRAIN 2
685 | 1H23PL0302B | 1H23PL0302B-19 | 10302B19.SCH | 1B21 | 6N762-1 DCM3 | 2 | 2007 5003 | D | KWA1918AH | D | 32K | 0x00170bd9 |  |  |  | MAIN STEAM SYSTEM L0GIC 0IV I1 PIL0T S0V-0045A/SRV-0005A TRAIN 2 PIL0T S0V-00450/SRV-00050 TRAIN 2
686 | 1H23PL0302B | 1H23PL0302B-20 | 10302B20.SCH | 1B21 | 6N762-1 DCM3 | 2 | 2003 5003 | E | KWA1918AH | D | 32K | 0x0017fd74 | TM#19 | LT1-10349/12086 | LT1-31113-1344/1486 | MAIN STEAM SYSTEM L0GIC DIV I1 PIL0T S0V-0050B/SRV-0007B TRAIN 1 PIL0T S0V-0049C/SRV-0006C TRAIN 2
687 | 1H23PL0302B | 1H23PL0302B-21 | 10302B21.SCH | 1C61 | 6N762-1 DCM3 | 2 | 2002 5003 | B | KWA1918AH | B | 32K | 0x00162a86 |  |  |  | REM0TE SHUTD0WN SYS L0GIC RHR PUMP 1B, HPCF PUMP 1B 1821-SRV-0004C. BUS 84 SPLY BRKR
688 | 1H23PL0302B | 1H23PL0302B-22 | 10302B22.SCH | 1E22 | 6N762-1 DCM3 | 2 | 2030 5003 | F | KWA1918AH | D | 32K | 0x0019128d |  |  |  | HP C0RE FL00DER SYS L0GIC HPCF PUMP, DIV 11, P-0001B
689 | 1H23PL0302B | 1H23PL0302B-23 | 10302B23.SCH | 1E22 | 6N762-1 DCM3 | 2 | 2010 5003 | D | KWA1918AH | D | 32K | 0x0018bfb8 | TM#19 | LT1-10349/12086 | LT1-31113-1344/1486 | HP C0RE FL00DER SYS - L0GIC S/P PMP SUCTI0N VLV DIV I1 MBV-0007B
690 | 1H23PL0302B | 1H23PL0302B-24 | 10302B24.SCH | 1E22 | 6N762-1 DCM3 | 2 | 2025 5003 | D | KWA1918AH | D | 32K | 0x0018faa7 | TM#41 | LT1-15365/15202 | LT1-31113-1887 | HP C0RE FL00DER SYS - L0GIC PMP MIN FL0W VLV DIV I1 MBV-0010B
691 | 1H23PL0302B | 1H23PL0302B-25 | 10302B25.SCH | 1E22 | 6N762-1 DCM3 | 2 | 0900 4202 | A | KWA1918AH | B | 32K | 0x00170422 |  |  |  | HP C0RE FL00DER SYS L0GIC RPV INJ AND EQLG INBD PCV ISLN DIV II AW-0005B AND ABV-0020B
692 | 1H23PL0302B | 1H23PL0302B-26 | 10302B26.SCH | 1E22 | 6N762-1 DCM3 | 2 | 1585 2503 | C | KWA1918AH | D | 32K | 0x001866c9 |  |  |  | HP C0RE FL00DER SYS - L0GIC CST PMP SUCT VLV DIV I1 MBV-0001B
693 | 1H23PL0302B | 1H23PL0302B-27 | 10302B27.SCH | 1B21 | 6N762-1 DCM3 | 2 | 1421 2503 | A | KWA1918AH | B | 32K | 0x00162461 |  |  |  | MAIN STEAM SYSTEM L0GIC ANAL0G TRIP SIGNALS 0IV I1
694 | 1H23PL0302B | 1H23PL0302B-44 | 10302B44.SCH | 1B21 | 6N766-1 AIM | 2 | 0010 3902 | F | KWA1918AH | D | 32K | 0x00180d30 | TM#19 | LT1-10349/12086 | LT1-31113-1344/1486 | MAIN STEAM SYSTEM L0GIC ANAL0G SIGNALS 0IV I1
695 | 1H23PL0302B | 1H23PL0302B-45 | 10302B45.SCH | 1E22 | 6N766-1 AIM | 2 | 0070 3902 | F | KWA1918AH | B | 32K | 0x00177a44 | TM#19 | LT1-10349/12086 | LT1-31113-1344/1486 | HP C0RE FL00DER SYSTEM L0GIC ANAL0G INPUTS DIV I1
696 | 1H23PL0302B | 1H23PL0302B-46 | 10302B46.SCH | 1P13 | 6N766-1 AIM | 2 | 0539 5103 | D | KWA1918AH | C | 32K | 0x0016d3fa | TM#19 | LT1-10349/12086 | LT1-31113-1344/1486 | CNDS ST0RGXFER SYS L0GIC CNDS ST0RAGE TANK LEVEL TRANSMITTERS (SAFETY)
697 | 1H23PL0302B | 1H23PL0302B-47 | 10302B47.SCH | 1B21 | 6N766-1 AIM | 2 | 0507 5103 | F | KWA1918AH | E | 32K | 0x00171f5b |  |  |  | MAIN STEAM SYSTEM L0GIC ANAL0G SIGNALS 0IV I1
698 | 1H23PL0302B | 1H23PL0302B-48 | 10302B48.SCH | 1E22 | 6N766-1 AIM | 2 | 0029 3902 | K | KWA1918AH | F | 32K | 0x00184b25 | TM#41 | LT1-15365/15202 | LT1-31113-1887 | HP C0RE FL00DER SYSTEM L0GIC ANAL0G INPUTS DIV I1
699 | 1H23PL0302C | 1H23PL0302C-N1 |  | H23 | 6N754-1 NIM | 3 | 0120 4903
700 | 1H23PL0302C | 1H23PL0302C-N2 |  | H23 | 6N754-1 NIM | 3 | 0138 4903
701 | 1H23PL0302C | 1H23PL0302C-PS1 |  | H23 | 8N76-1 9N188 | 3 | 196
702 | 1H23PL0302C | 1H23PL0302C-PS2 |  | H23 | 8N76-1 9N188 | 3 | 079
703 | 1H23PL0302C | 1H23PL0302C-01 | 10302C01.SCH | 1T31 | 6N762-1 DCM3 | 3 | 0996 2503 | D | KWA1918AH | C | 32K | 0x00176780 | TM#19 | LT1-10349/12086 | LT1-31113-1344/1486 | ATM0SPHERIC CTRL SYS L0GIC PCV T0 SGT FLTR C ISLN VLV ABV-0039C
704 | 1H23PL0302C | 1H23PL0302C-02 | 10302C02.SCH | 1T41 | 6N762-1 DCM3 | 3 | 0974 2503 | C | KWA1918AH | D | 32K | 0x00192a64 |  |  |  | REACT0R BLDG HVAC SYS L0GIC RBSREHV -HPCF 6 RHR PUMP R00M C AHU-0 102C, AHU-0 103C
705 | 1H23PL0302C | 1H23PL0302C-03 | 10302C03.SCH | 1B21 | 6N762-1 DCM3 | 3 | 1486 2503 | A | KWA1918AH | B | 32K | 0x001624b7 |  |  |  | MAIN STEAM SYSTEM L0GIC ANAL0G TRIP SIGNALS 0IV I11
706 | 1H23PL0302C | 1H23PL0302C-04 | 10302C04.SCH | 1B21 | 6N762-1 DCM3 | 3 | 1526 2503 | D | KWA1918AH | D | 32K | 0x0017ea93 | TM#19 | LT1-10349/12086 | LT1-31113-1344/1486 | MAIN STEAM SYSTEM L0GIC 0IV I11 PIL0T S0V-00470/SRV-0006D TRAIN 1 PIL0T S0V-0049B/SRV-0006B TRAIN 2
707 | 1H23PL0302C | 1H23PL0302C-05 | 10302C05.SCH | 1T41 | 6N762-1 DCM3 | 3 | 1531 2503 | F | KWA1918AH | E | 32K | 0x001a5f44 | TM#19 | LT1-10349/12086 | LT1-31113-1344/1486 | REACT0R BLDG HVAC SYS L0GIC RBSREHV- S0T EQUIP AND FCS RM C AHU-040 1C 6 AHU-0602C
708 | 1H23PL0302C | 1H23PL0302C-06 | 10302C06.SCH | 1B21 | 6N762-1 DCM3 | 3 | 1538 2503 | D | KWA1918AH | D | 32K | 0x0017ed3c | TM#19 | LT1-10349/12086 | LT1-31113-1344/1486 | MAIN STEAM SYSTEM L0GIC 0IV I11 PIL0T S0V-0049B/SRV-0006B TRAIN 1 PIL0T SDV-00470/SRV-0006D TRAIN 2
709 | 1H23PL0302C | 1H23PL0302C-07 | 10302C07.SCH | 1T41 | 6N762-1 DCM3 | 3 | 1479 2503 | D | KWA1918AH | D | 32K | 0x00194116 |  |  |  | REACT0R BLDG HVAC SYS L0GIC REACT0R BLDG HVAC SYS L0GIC RBSRDGHV DIV C RBSREEHV DIV C SPLY FAN-0502C1
710 | 1H23PL0302C | 1H23PL0302C-08 | 10302C08.SCH | 1T41 | 6N762-1 DCM3 | 3 | 1535 2503 | B | KWA1918AH | B | 32K | 0x0017a633 |  |  |  | REACT0R BLDG HVAC SYS L0GIC RBSRDGHV DIV C FAN-0502Cl6C2 INL ISLN DMPR, ABD-0343Cl/C2
711 | 1H23PL0302C | 1H23PL0302C-09 | 10302C09.SCH | 1T41 | 6N762-1 DCM3 | 3 | 1487 2503 | C | KWA1918AH | D | 32K | 0x0019482e |  |  |  | REACT0R BLDG HVAC SYS L0GIC RBSRDGHV DIV C FAN-0502C2
712 | 1H23PL0302C | 1H23PL0302C-10 | 10302C10.SCH | 1T41 | 6N762-1 DCM3 | 3 | 1476 2503 | F | KWA1918AH | D | 32K | 0x00193b1d |  |  |  | REACT0R BLDG HVAC SYS L0GIC RBSREEHV DIV C EXHAUST FAN-0601C1
713 | 1H23PL0302C | 1H23PL0302C-11 | 10302C11.SCH | 1T41 | 6N762-1 DCM3 | 3 | 1536 2503 | D | KWA1918AH | D | 32K | 0x00185b11 |  |  |  | REACT0R BLDG HVAC SYS L0GIC RBSRDGHV DIV C FAN-0502Cl6C2 ABD-0536C ＆ABD-0347C
714 | 1H23PL0302C | 1H23PL0302C-12 | 10302C12.SCH | 1T41 | 6N762-1 DCM3 | 3 | 1510 2503 | C | KWA1918AH | D | 32K | 0x00181aea |  |  |  | REACT0R BLDG HVAC SYS L0GIC RBSREEHV EXH FAN-0601C1 INL ISLN DMPR,MBD-0253C1
715 | 1H23PL0302C | 1H23PL0302C-13 | 10302C13.SCH | 1T41 | 6N762-1 DCM3 | 3 | 1889 5003 | C | KWA1918AH | D | 32K | 0x0017fd20 |  |  |  | REACT0R BLDG HVAC SYS L0GIC RBSREEHV SM0KE FAN-0609C INL ISLN DMPR, MBD-0257C
716 | 1H23PL0302C | 1H23PL0302C-14 | 10302C14.SCH | 1B21 | 6N762-1 DCM3 | 3 | 1888 5003 | D | KWA1918AH | D | 32K | 0x0017ed70 | TM#19 | LT1-10349/12086 | LT1-31113-1344/1486 | MAIN STEAM SYSTEM L0GIC 0IV I11 PIL0T SDV-0043C/SRV-0004C TRAIN 1 PIL0T SDV-0040A/SRV-0003A TRAIN 2
717 | 1H23PL0302C | 1H23PL0302C-15 | 10302C15.SCH | 1T41 | 6N762-1 DCM3 | 3 | 1883 5003 | C | KWA1918AH | D | 32K | 0x0017fd3e |  |  |  | REACT0R BLDG HVAC SYS L0GIC RBSREEHV SM0KE FAN-0609C 0UT ISLN DMPR. MBD-0258C
718 | 1H23PL0302C | 1H23PL0302C-16 | 10302C16.SCH | 1B21 | 6N762-1 DCM3 | 3 | 1885 5003 | D | KWA1918AH | D | 32K | 0x001806fd | TM#19 | LT1-10349/12086 | LT1-31113-1344/1486 | MAIN STEAM SYSTEM L0GIC 0IV I11 PIL0T S0V-0040A/SRV-0003A TRAIN 1 PIL0T S0V-0043C/SRV-0004C TRAIN 2
719 | 1H23PL0302C | 1H23PL0302C-17 | 10302C17.SCH | 1T41 | 6N762-1 DCM3 | 3 | 1893 5003 | C | KWA1918AH | D | 32K | 0x00181b13 |  |  |  | REACT0R BLDG HVAC SYS L0GIC RBSREEHV EXH FAN-0601C1 0UT I@LN 0MPRr MBD=0i384C;L
720 | 1H23PL0302C | 1H23PL0302C-18 | 10302C18.SCH | 1T41 | 6N762-1 DCM3 | 3 | 1920 5003 | C | KWA1918AH | D | 32K | 0x001819e4 |  |  |  | REACT0R BLDG HVAC SYS L0GIC RBSREEHV EXH FAN-0601C2 0UT ISLN DMPR, MBD-0254C2
721 | 1H23PL0302C | 1H23PL0302C-19 | 10302C19.SCH | 1T41 | 6N762-1 DCM3 | 3 | 1919 5003 | C | KWA1918AH | D | 32K | 0x001819c7 |  |  |  | REACT0R BLDG HVAC SYS L0GIC RBSREEHV EHX FAN-060lC2 INL ISLN DMPR, MBD-0253C2
722 | 1H23PL0302C | 1H23PL0302C-20 | 10302C20.SCH | 1B21 | 6N762-1 DCM3 | 3 | 1987 5003 | D | KWA1918AH | D | 32K | 0x0017ec4e | TM#19 | LT1-10349/12086 | LT1-31113-1344/1486 | MAIN STEAM SYSTEM L0GIC DIV I11 PIL0T SDV-004lA/SRV-0004A TRAIN 1 PIL0T SDV-0044C/SRV-0005C TRAIN 2
723 | 1H23PL0302C | 1H23PL0302C-21 | 10302C21.SCH | 1T41 | 6N762-1 DCM3 | 3 | 1985 5003 | G | KWA1918AH | E | 32K | 0x001907a5 |  |  |  | REACT0R BLDG HVAC SYS L0GIC RBSREEHV DIV C SPLY FAN-0608C 1
724 | 1H23PL0302C | 1H23PL0302C-22 | 10302C22.SCH | 1B21 | 6N762-1 DCM3 | 3 | 1621 2503 | E | KWA1918AH | D | 32K | 0x0017ef50 | TM#19 | LT1-10349/12086 | LT1-31113-1344/1486 | MAIN STEAM SYSTEM L0GIC DIV I11 PIL0T SDV-0044C/SRV-0005C TRAIN 1 PIL0T SDV-004lA/SRV-0004A TRAIN 2
725 | 1H23PL0302C | 1H23PL0302C-24 | 10302C24.SCH | 1T41 | 6N762-1 DCM3 | 3 | 1374 2503 | F | KWA1918AH | D | 32K | 0x001724b7 |  |  |  | REACT0R BLDG HVAC SYS L0GIC RBSREEHV AHU-0608C 0UTSIDE AIR INL DMPR, MCD-0448C
726 | 1H23PL0302C | 1H23PL0302C-25 | 10302C25.SCH | 1T41 | 6N762-1 DCM3 | 3 | 1261 2503 | D | KWA1918AH | D | 32K | 0x00181a35 |  |  |  | REACT0R BLDG HVAC SYS L0GIC RBSREEHV SPLY FAN-0608C1 0UT ISLN DMPR. MBD-0322C1
727 | 1H23PL0302C | 1H23PL0302C-26 | 10302C26.SCH | 1T41 | 6N762-1 DCM3 | 3 | 1419 2503 | D | KWA1918AH | D | 32K | 0x00181a65 |  |  |  | REACT0R BLDG HVAC SYS L0GIC RBSREEHV SPLY FAN-0608C2 INL ISLN DMPR, MBD-0209C2
728 | 1H23PL0302C | 1H23PL0302C-27 | 10302C27.SCH | 1T41 | 6N762-1 DCM3 | 3 | 1367 2503 | C | KWA1918AH | D | 32K | 0x0017c780 |  |  |  | REACT0R BLDG HVAC SYS L0GIC RBSCHV RFLNG FLR 0UT C0NTR0L DMPR. MCD-0502
729 | 1H23PL0302C | 1H23PL0302C-28 | 10302C28.SCH | 1T41 | 6N762-1 DCM3 | 3 | 1416 2503 | D | KWA1918AH | E | 32K | 0x00181a89 |  |  |  | REACT0R BLDG HVAC SYS L0GIC RBSREEHV 0UT 0F SERVICE DIV I11 0UT ISLN DMPR, MBD-0322C2
730 | 1H23PL0302C | 1H23PL0302C-29 | 10302C29.SCH | 1T41 | 6N762-1 DCM3 | 3 | 1418 2503 | C | KWA1918AH | D | 32K | 0x00192d39 |  |  |  | REACT0R BLDG HVAC SYS L0GIC RBSREEHV AHU-0608C 6 MBD-0239C RBSRDGHV 0UT 0F SERVICE DIV C
731 | 1H23PL0302C | 1H23PL0302C-30 | 10302C30.SCH | 1T41 | 6N762-1 DCM3 | 3 | 1397 2503 | A | KWA1918AH | B | 32K | 0x00172b76 |  |  |  | REACT0R BLDG HVAC SYS L0GIC RTN DUCT FR0M RM 433 ABD-0537C
732 | 1H23PL0302C | 1H23PL0302C-31 | 10302C31.SCH | 1T41 | 6N762-1 DCM3 | 3 | 1376 2503 | C | KWA1918AH | D | 32K | 0x00181a17 |  |  |  | REACT0R BLDG HVAC SYS L0GIC RBSREEHV SPLY FAN-0608C1 INL ISLN DMPR. MBD-0209C1
733 | 1H23PL0302C | 1H23PL0302C-33 | 10302C33.SCH | 1T41 | 6N762-1 DCM3 | 3 | 1368 2503 | H | KWA1918AH | E | 32K | 0x00193cf2 |  |  |  | REACT0R BLDG HVAC SYS L0GIC RBSREEHV DIV C EXHAUST FAN-060 1C2
734 | 1H23PL0302C | 1H23PL0302C-35 | 10302C35.SCH | 1T41 | 6N762-1 DCM3 | 3 | 1375 2503 | F | KWA1918AH | D | 32K | 0x00190812 |  |  |  | REACT0R BLDG HVAC SYS L0GIC RBSREEHV DIV C SPLY FAN-060BC2
735 | 1H23PL0302C | 1H23PL0302C-37 | 10302C37.SCH | 1T41 | 6N766-1 AIM | 3 | 0176 3902 | D | KWA1918AH | B | 32K | 0x00173167 |  |  |  | REACT0R BLDG HVAC SYS L0GIC SYSTEM TRIP AND RBSCHV IS0LATI0N
736 | 1H23PL0302C | 1H23PL0302C-38 | 10302C38.SCH | 1T41 | 6N769-1 TCM | 3 | 0041 4402 | B | KWA1918AH | C | 32K | 0x0021d4ff |  |  |  | REACT0R BLDG HVAC SYS L0GIC RBSREEHV FAN-060BC1
737 | 1H23PL0302C | 1H23PL0302C-39 | 10302C39.SCH | 1B21 | 6N766-1 AIM | 3 | 0420 5103 | F | KWA1918AH | D | 32K | 0x001807fb | TM#19 | LT1-10349/12086 | LT1-31113-1344/1486 | MAIN STEAM SYSTEM L0GIC ANAL0G SIGNALS DIV I11
738 | 1H23PL0302C | 1H23PL0302C-40 | 10302C40.SCH | 1T41 | 6N769-1 TCM | 3 | 0003 4402 | B | KWA1918CL | C | 128K | 0x0022a522 |  |  |  | REACT0R BLDG HVAC SYS L0GIC PIPE SPACE TEMPERATURE 6 ECCS VALVE RM B
739 | 1H23PL0302C | 1H23PL0302C-41 | 10302C41.SCH | 1T41 | 6N766-1 AIM | 3 | 0096 3902 | G | KWA1918AH | D | 32K | 0x00170cab |  |  |  | REACT0R BLDG HVAC SYS L0GIC RBSRDGHV, RBSREEHV DIV C FAN00502C 1/c2, -060 lC l/C2
740 | 1H23PL0302C | 1H23PL0302C-42 | 10302C42.SCH | 1T41 | 6N769-1 TCM | 3 | 0052 4402 | B | KWA1918CL | D | 128K | 0x00236b1e |  |  |  | REACT0R BLDG HVAC SYS L0GIC RBSREHV RHR PUMP RM A/C 6 RCIC PIPE SPACE TEMP
741 | 1H23PL0302C | 1H23PL0302C-43 | 10302C43.SCH | 1T41 | 6N766-1 AIM | 3 | 0460 5103 | F | KWA1918AH | C | 32K | 0x0017efed |  |  |  | REACT0R BLDG HVAC SYS L0GIC RBSCHV.RBSREEHV DIV C FAN00608C 1/C2. MCD-0502. MCD-0448C
742 | 1H23PL0302C | 1H23PL0302C-44 | 10302C44.SCH | 1T41 | 6N769-1 TCM | 3 | 0148 0804 | D | KWA1918CL | D | 128K | 0x00230961 |  |  |  | REACT0R BLDG HVAC SYS L0GIC RBSREHV AND RBSREEHV AHU-0 1038. C FAN00608C 1. C2
743 | 1H23PL0302C | 1H23PL0302C-45 | 10302C45.SCH | 1P25 | 6N768-1 AOM | 3 | 0050 0204 | A | KWA1918AH | B | 32K | 0x00178c83 |  |  |  | EMER CHILLED WTR SYS L0GIC DIV I11 RB SREE ECW RTN VLV ACV-00 16C
744 | 1H23PL0302C | 1H23PL0302C-46 | 10302C46.SCH | 1T41 | 6N769-1 TCM | 3 | 0015 | D | KWA1918CL | D | 128K | 0x00231c9c | TM#38 | LT1-13949 | LT1-31113-1677 | REACT0R BLDG HVAC SYS L0GIC THERM0C0UPLE INPUTS |  | 104.06.12以自購備品更換
745 | 1H23PL0302C | 1H23PL0302C-47 | 10302C47.SCH | 1P25 | 6N766-1 AIM | 3 | 0173 3902 | B | KWA1918AH | C | 32K | 0x0016944f |  |  |  | EMER CHILLED WTR SYS L0GIC DIV 111, RB SREE ECW RTN VLV ACV-00 16C
746 | 1H23PL0302C | 1H23PL0302C-48 | 10302C48.SCH | 1T41 | 6N769-1 TCM | 3 | 0192 1208 | C | KWA1918AH | D | 32K | 0x002206a1 |  |  |  | REACT0R BLDG HVAC SYS L0GIC ECCS VALVE RM A 6 C TEMP RWCU VALVE RM TEMP
747 | 1H23PL0303A | 1H23PL0303A-N1 |  | H23 | 6N754-1 NIM | 1 | 0180 4903
748 | 1H23PL0303A | 1H23PL0303A-N2 |  | H23 | 6N754-1 NIM | 1 | 0169 4903
749 | 1H23PL0303A | 1H23PL0303A-PS1 |  | H23 | 8N76-1 9N188 | 1 | 176
750 | 1H23PL0303A | 1H23PL0303A-PS2 |  | H23 | 8N76-1 9N188 | 1 | 179
751 | 1H23PL0303A | 1H23PL0303A-01 | 10303A01.SCH | 1E51 | 6N762-1 DCM3 | 1 | 1043 2503 | F | KWA1918AH |  | 32K | 0x001819c0 |  |  |  | RX C0RE ISLN CLG L0GIC (RCIC) ACC TNK DRN AND STMP INL TRAP BYP VLV ABV-0118 AND SBV-0141, DIV I
752 | 1H23PL0303A | 1H23PL0303A-02 | 10303A02.SCH | 1E51 | 6N762-1 DCM3 | 1 | 1047 2503 | D | KWA1918AH |  | 32K | 0x0017a93a |  |  |  | RX C0RE ISLN CLG L0GIC (RCIC) KEEP FILL PUMP P-0003, DIV I
753 | 1H23PL0303A | 1H23PL0303A-03 | 10303A03.SCH | 1E51 | 6N762-1 DCM3 | 1 | 1825 2503 | F | KWA1918AH |  | 32K | 0x00181aca |  |  |  | RX C0RE ISLN CLG L0GIC (RCIC) ACC TNK DRN AND STMP INL TRAP BYP VLV ABV-0114 AND SBV-0142, DIV I
754 | 1H23PL0303A | 1H23PL0303A-05 | 10303A05.SCH | 1E51 | 6N762-1 DCM3 | 1 | 1756 2503 | C | KWA1918AH | C | 32K | 0x0018518e |  |  |  | RX C0RE ISLN CLG L0GIC (RCIC) INJECTI0N VLV MBV-0004, DIV I
755 | 1H23PL0303A | 1H23PL0303A-06 | 10303A06.SCH | 1E51 | 6N762-1 DCM3 | 1 | 1765 2503 | C | KWA1918AH | C | 32K | 0x0018d5c1 | TM#19 | LT1-10349/12086 | LT1-31113-1594 | RX C0RE ISLN CLG L0GIC (RCIC) MIN FL0W BYP VLV MBV-0010 DIV I
756 | 1H23PL0303A | 1H23PL0303A-07 | 10303A07.SCH | 1R11 | 6N762-1 DCM3 | 1 | 1824 2503 | F | KWA1918AH | E | 32K | 0x00184b54 |  |  |  | MED V0LTAGE DIST SYS L0GIC 4.16KV SWGR A4 N0RM PREF PWR SPLY BRKR 1A (DIVISI0N I)
757 | 1H23PL0303A | 1H23PL0303A-08 | 10303A08.SCH | 1R11 | 6N762-1 DCM3 | 1 | 1772 2503 | B | KWA1918AH | C | 32K | 0x0016ac2a |  |  |  | MED V0LTAGE DIST SYS L0GIC 4.16KV SWGR A4 EDG IA SPLY BRKR 5A DIVISI0N I
758 | 1H23PL0303A | 1H23PL0303A-09 | 10303A09.SCH | 1E51 | 6N762-1 DCM3 | 1 | 1759 2503 | C | KWA1918AH | D | 32K | 0x00182153 |  |  |  | RX C0RE ISLN CLG L0GIC (RCIC) CNDS ST0R TNK SUCT VLV MBV-0001, DIV I
759 | 1H23PL0303A | 1H23PL0303A-10 | 10303A10.SCH | 1E51 | 6N762-1 DCM3 | 1 | 1721 2503 | C | KWA1918AH | C | 32K | 0x00187504 | TM#19 | LT1-10349/12086 | LT1-31113-1594 | RX C0RE ISLN CLG L0GIC (RCIC) SUPP P00L SUCT VLV MBV-0006 DIV I
760 | 1H23PL0303A | 1H23PL0303A-11 | 10303A11.SCH | 1R11 | 6N762-1 DCM3 | 1 | 1770 2503 | C | KWA1918AH | D | 32K | 0x0017c05e |  |  |  | MED V0LTAGE DIST SYS L0GIC 4.16KV SWGR A4 PWR CTR FDR 8RKR 6A (DIVISI0N I)
761 | 1H23PL0303A | 1H23PL0303A-12 | 10303A12.SCH | 1R11 | 6N762-1 DCM3 | 1 | 1713 2503 | D | KWA1918AH | D | 32K | 0x001847a0 |  |  |  | MED V0LTAGE DIST SYS L0GIC 4.16KV SWGR A4 PWR CTR FDR BRKR 6B (DIVISI0N I)
762 | 1H23PL0303A | 1H23PL0303A-13 | 10303A13.SCH | 1E51 | 6N762-1 DCM3 | 1 | 1715 2503 | C | KWA1918AH | C | 32K | 0x00186267 |  |  |  | RX C0RE ISLN CLG L0GIC (RCIC) STM SPLY T0 TURB VLV MBV-0103, DIV I
763 | 1H23PL0303A | 1H23PL0303A-14 | 10303A14.SCH | 1E51 | 6N762-1 DCM3 | 1 | 1022 2503 | B | KWA1918AH | C | 32K | 0x0017d2ce |  |  |  | RX C0RE ISLN CLG L0GIC (RCIC) TURB EXHAUST T0 S/P VLV MBV-0107, DIV I
764 | 1H23PL0303A | 1H23PL0303A-15 | 10303A15.SCH | 1R11 | 6N762-1 DCM3 | 1 | 1062 2503 | C | KWA1918AH | D | 32K | 0x0017c086 |  |  |  | MED V0LTAGE DIST SYS L0GIC4.16KV SWGR A4 FMCRD ASU FDR BRKR 7A (DIVISI0N I1
765 | 1H23PL0303A | 1H23PL0303A-16 | 10303A16.SCH | 1R11 | 6N762-1 DCM3 | 1 | 1068 2503 | B | KWA1918AH | C | 32K | 0x0017c027 |  |  |  | MED V0LTAGE DIST SYS L0GIC 4.16KV SWGR A4 FMCRD ASU FDR BRKR 78 (DIVISI0N I)
766 | 1H23PL0303A | 1H23PL0303A-17 | 10303A17.SCH | 1E51 | 6N762-1 DCM3 | 1 | 1074 2503 | C | KWA1918AH |  | 32K | 0x00186e21 |  |  |  | RX C0RE ISLN CLG L0GIC (RCIC) STM LN WRMUP VLV MBV-0109, DIV I
767 | 1H23PL0303A | 1H23PL0303A-18 | 10303A18.SCH | 1E51 | 6N762-1 DCM3 | 1 | 1073 2503 | B | KWA1918AH | C | 32K | 0x0016e57a |  |  |  | RX C0RE ISLN CLG L0GIC (RCIC) TESTABLE CHECK VLV AW-0005 DIV I
768 | 1H23PL0303A | 1H23PL0303A-19 | 10303A19.SCH | 1R11 | 6N762-1 DCM3 | 1 | 1086 2503 | C | KWA1918AH | D | 32K | 0x0017c0ae |  |  |  | MED V0LTAGE DIST SYS L0GIC 4.16KV SWGR A4 FMCRD ASU FDR BRKR 8A (DIVISI0N I)
769 | 1H23PL0303A | 1H23PL0303A-20 | 10303A20.SCH | 1E51 | 6N762-1 DCM3 | 1 | 1843 5003 | B | KWA1918AH | C | 32K | 0x001744b0 |  |  |  | RX C0RE ISLN CLG L0GIC (RCIC) DR P0T SYS ISLN VLV ABV-0115 AND EQUILIZATI0N VLV ABV-0044, DIV I
770 | 1H23PL0303A | 1H23PL0303A-22 | 10303A22.SCH | 1E51 | 6N762-1 DCM3 | 1 | 1845 5003 | C | KWA1918AH | D | 32K | 0x0017c450 |  |  |  | RX C0RE ISLN CLG L0GIC (RCIC) TEST BYPASS VLV MCV-0008 DIV I
771 | 1H23PL0303A | 1H23PL0303A-24 | 10303A24.SCH | 1R11 | 6N762-1 DCM3 | 1 | 1088 2503 | C | KWA1918AH | D | 32K | 0x0017c80c |  |  |  | MED V0LTAGE DIST SYS L0GIC 4.16KV SWGR A4 MSTRT FDR BRKR 9A AND BRKR 148 TRANS C0NTACT (DIV I)
772 | 1H23PL0303A | 1H23PL0303A-25 | 10303A25.SCH | 1E51 | 6N762-1 DCM3 | 1 | 1087 2503 | C | KWA1918AH |  | 32K | 0x00186dd2 |  |  |  | RX C0RE ISLN CLG L0GIC (RCIC) STM LN INBD ISLN VLV MBV-0101, DIV I
773 | 1H23PL0303A | 1H23PL0303A-26 | 10303A26.SCH | 1E51 | 6N762-1 DCM3 | 1 | 1896 5003 | D | KWA1918AH |  | 32K | 0x00173a36 |  |  |  | RX C0RE ISLN CLG L0GIC (RCIC) RCIC TURBINE INTERFACE DIV I
774 | 1H23PL0303A | 1H23PL0303A-27 | 10303A27.SCH | 1R11 | 6N762-1 DCM3 | 1 | 1895 5003 | C | KWA1918AH | D | 32K | 0x0017cf96 |  |  |  | MED V0LT DIST SYS L0GIC, 4.16KV SWGR A4 MSTRT FDR BRKR 98 AND BRKR 148 L0R (DIVISI0N I1
775 | 1H23PL0303A | 1H23PL0303A-28 | 10303A28.SCH | 1E51 | 6N762-1 DCM3 | 1 | 1894 5003 | B | KWA1918AH | B | 32K | 0x001629a7 |  |  |  | RX C0RE ISLN CLG L0GIC (RCIC) RCIC TURBINE INTERFACE DIV I
776 | 1H23PL0303A | 1H23PL0303A-29 | 10303A29.SCH | 1R11 | 6N762-1 DCM3 | 1 | 1897 5003 | E | KWA1918AH | D | 32K | 0x0017b14e | TM#33 | LT1-12145 | LT1-31113-1601 | MED V0LTAGE DIST SYS L0GIC 4.16KV SWGR A4 TIE BRKR 12A T0 BUS S4 (DIVISI0N I)
777 | 1H23PL0303A | 1H23PL0303A-30 | 10303A30.SCH | 1R11 | 6N762-1 DCM3 | 1 | 1886 5003 | F | KWA1918AH | D | 32K | 0x00180ce0 |  |  |  | MED V0LTAGE DIST SYS L0GIC 4.16KV SWGR A4 ALTN PREF PWR SPLY BRKR 138 (DIV I1
778 | 1H23PL0303A | 1H23PL0303A-31 | 10303A31.SCH | 1R11 | 6N762-1 DCM3 | 1 | 1887 5003 | F | KWA1918AH | E | 32K | 0x00184832 |  |  |  | MED V0LTAGE DIST SYS L0GIC 4.16KV SWGR A4 ALTN PREF PWR SPLY BRKR 148 (DIVISI0N I)
779 | 1H23PL0303A | 1H23PL0303A-32 | 10303A32.SCH | 1R11 | 6N762-1 DCM3 | 1 | 1847 5003 | J | KWA1918AH | D | 32K | 0x0017c433 | TM#41 | LT1-15365/15202 | LT1-31113-1887 | MED V0LTAGE DIST SYS L0GIC 4.16KV SWGR A4 BUS RELAYING AND ALARMS DIVISI0N I
780 | 1H23PL0303A | 1H23PL0303A-37 | 10303A37.SCH | 1R11 | 6N766-1 AIM | 1 | 0051 3902 | C | KWA1918AH | D | 32K | 0x0016ee6d |  |  |  | MED V0LTAGE DIST SYS L0GIC 4.16KV SWGR A4 PWR CTR FDR BRKR 6A AND 6B
781 | 1H23PL0303A | 1H23PL0303A-38 | 10303A38.SCH | 1R11 | 6N766-1 AIM | 1 | 0127 3902 | B | KWA1918AH | C | 32K | 0x001712fc |  |  |  | MED V0LTAGE DIST SYS L0GIC 4.16KV SWGR A4 N0RM PREF PWR SPLY BRKR 1A
782 | 1H23PL0303A | 1H23PL0303A-39 | 10303A39.SCH | 1R11 | 6N766-1 AIM | 1 | 0155 3902 | C | KWA1918AH | D | 32K | 0x001712ff |  |  |  | MED V0LTAGE DIST SYS L0GIC 4.16KV SWGR A4 ANAL0G INSTRUMENTS DIVISI0N I
783 | 1H23PL0303A | 1H23PL0303A-40 | 10303A40.SCH | 1K11 | 6N769-1 TCM | 1 | 0125 0804 | C | KWA1918AH | C | 32K | 0x0022d23a |  |  |  | THERM0C0UPLE M0DULE 0RYWELL SUMP 1 TEMPERRTURE TE-0001
784 | 1H23PL0303A | 1H23PL0303A-41 | 10303A41.SCH | 1R11 | 6N766-1 AIM | 1 | 0144 3902 | C | KWA1918AH | C | 32K | 0x0016df47 |  |  |  | MED V0LTAGE DIST SYS L0GIC 4.16KV 4.16KV SWGR A4 MSTRT FEEDER BREAKER 9B ANAL0G
785 | 1H23PL0303A | 1H23PL0303A-42 | 10303A42.SCH | 1E51 | 6N769-1 TCM | 1 | 0194 1208 | C | KWA1918AH | C | 32K | 0x0021d2b1 |  |  |  | RX C0RE ISLN CLG L0GIC (RCIC) ANAL0G INPUTS DIV I
786 | 1H23PL0303A | 1H23PL0303A-43 | 10303A43.SCH | 1E51 | 6N766-1 AIM | 1 | 0143 3902 | J | KWA1918AH |  | 32K | 0x00188c33 | TM#19 | LT1-10349/12086 | LT1-31113-1594 | RX C0RE ISLN CLG L0GIC (RCIC) LEAK DETECT / STM LN PRESS SIGNALS ANAL0G INPUTS, TURB EXH PRESS
787 | 1H23PL0303A | 1H23PL0303A-44 | 10303A44.SCH | 1R11 | 6N765-1 ACM | 1 | 0384 4303 | D | KWA1918AH | C | 32K | 0x00239e43 |  |  |  | MED V0LTAGE DIST SYS 4.16KV SWGR A4 AVERAGE V0LTAGE DIVISI0N I
788 | 1H23PL0303A | 1H23PL0303A-45 | 10303A45.SCH | 1E51 | 6N766-1 AIM | 1 | 0103 3902 | J | KWA1918AH |  | 32K | 0x001853c3 | TM#19 | LT1-10349/12086 | LT1-31113-1594 | RX C0RE ISLN CLG L0GIC (RCIC) ANAL0G INPUTS DIV I |  | 01.與紀錄表不同，需讀出EPROM再確認02.105.08.04經現場讀出Checksum為0x001853c3，確定為記錄表錯誤。
789 | 1H23PL0303A | 1H23PL0303A-46 | 10303A46.SCH | 1R11 | 6N765-1 ACM | 1 | 0287 4503 | B | KWA1918AH | C | 32K | 0x00171303 |  |  |  | ME0 V0LTAGE DIST SYS L0GIC .16KV SWGR A4 TIE BRKR 12A T0 BUS S4
790 | 1H23PL0303A | 1H23PL0303A-47 | 10303A47.SCH | 1R11 | 6N766-1 AIM | 1 | 0106 3902 | B | KWA1918AH | C | 32K | 0x00171305 |  |  |  | MED V0LTAGE DIST SYS L0GIC 4.16KV SWGR A4 ALTN PREF PWR SPLY BRKR 138
791 | 1H23PL0303A | 1H23PL0303A-48 | 10303A48.SCH | 1R11 | 6N766-1 AIM | 1 | 0322 4503 | B | KWA1918AH | C | 32K | 0x00171307 |  |  |  | MED V0LTAGE DIST SYS L0GIC 4.16KV SWGR A4 ALTN PREF PWR SPLY BRKR 148
792 | 1H23PL0303B | 1H23PL0303B-N1 |  | H23 | 6N754-1 NIM | 2 | 0107 3902
793 | 1H23PL0303B | 1H23PL0303B-N2 |  | H23 | 6N754-1 NIM | 2 | 0043 3902
794 | 1H23PL0303B | 1H23PL0303B-PS1 |  | H23 | 8N76-1 9N188 | 2 | 013
795 | 1H23PL0303B | 1H23PL0303B-PS2 |  | H23 | 8N76-1 9N188 | 2 | 169
796 | 1H23PL0303B | 1H23PL0303B-01 | 10303B01.SCH | 1T41 | 6N766-1 AIM | 2 | 1626 2503 | D | KWA1918AH | D | 32K | 0x00185e0c | TM#19 | LT1-10349/12086 | LT1-31113-1344/1486 | REACT0R BLDG HVAC SYS L0GIC RBSREHV - CMS R00M B AHU-0604B
797 | 1H23PL0303B | 1H23PL0303B-02 | 10303B02.SCH | 1T41 | 6N766-1 AIM | 2 | 1624 2503 | E | KWA1918AH | D | 32K | 0x0019059b |  |  |  | REACT0R BLDG HVAC SYS L0GIC RBSREEHV DIV B SPLY FAN-060861
798 | 1H23PL0303B | 1H23PL0303B-03 | 10303B03.SCH | 1G51 | 6N762-1 DCM3 | 2 | 1623 2503 | C | KWA1918AH | D | 32K | 0x001801da |  |  |  | SP CLEANUP SYS L0GIC DIV I1 SP RTN 0UTBD ISLN VLV MBV-0008
799 | 1H23PL0303B | 1H23PL0303B-04 | 10303B04.SCH | 1T41 | 6N762-1 DCM3 | 2 | 1636 2503 | D | KWA1918AH | C | 32K | 0x00172be6 |  |  |  | REACT0R BLDG HVAC SYS L0GIC RBSREEHV AHU-0608B 0UTSIDE AIR INL DMPR, MCD-0448B
800 | 1H23PL0303B | 1H23PL0303B-05 | 10303B05.SCH | 1T41 | 6N762-1 DCM3 | 2 | 1635 2503 | C | KWA1918AH | D | 32K | 0x00181812 |  |  |  | REACT0R BLDG HVAC SYS L0GIC RBSREEHV SPLY FAN-0608B1 INL ISLN DMPR. MBD-0209B1
801 | 1H23PL0303B | 1H23PL0303B-06 | 10303B06.SCH | 1T41 | 6N762-1 DCM3 | 2 | 1633 2503 | E | KWA1918AH | C | 32K | 0x00190668 |  |  |  | REACT0R BLDG HVAC SYS L0GIC RBSREEHV DIV B SPLY FAN-0608B2
802 | 1H23PL0303B | 1H23PL0303B-07 | 10303B07.SCH | 1T41 | 6N762-1 DCM3 | 2 | 1632 2503 | C | KWA1918AH | D | 32K | 0x00181953 |  |  |  | REACT0R BLDG HVAC SYS L0GIC RBSREEHV SPLY FAN-060881 0UT ISLN DMPR, MBD-0210B1
803 | 1H23PL0303B | 1H23PL0303B-08 | 10303B08.SCH | 1R16 | 6N762-1 DCM3 | 2 | 1605 2503 | A | KWA1918AH | B | 32K | 0x001632f8 |  |  |  | DC P0WER SUPPLY L0GIC CLASS 1E 125VDC DIV I1BATTERY SYSTEM
804 | 1H23PL0303B | 1H23PL0303B-09 | 10303B09.SCH | 1T41 | 6N762-1 DCM3 | 2 | 1462 2503 | B | KWA1918AH | C | 32K | 0x0018185d |  |  |  | REACT0R BLDG HVAC SYS L0GIC RBSREEHV SPLY FAN-060882 INL ISLN DMPR. MBD-0209B2
805 | 1H23PL0303B | 1H23PL0303B-10 | 10303B10.SCH | 1G51 | 6N762-1 DCM3 | 2 | 1592 2503 | C | KWA1918AH | D | 32K | 0x001887df |  |  |  | SP CLEANUP SYS L0GIC DIV I1 SP PRI 0UTBD ISLN VLV MBV-0001
806 | 1H23PL0303B | 1H23PL0303B-11 | 10303B11.SCH | 1T41 | 6N762-1 DCM3 | 2 | 1546 2503 | B | KWA1918AH | C | 32K | 0x00181995 |  |  |  | REACT0R BLDG HVAC SYS L0GIC RBSREEHV SPLY FAN-060882 0UT ISLN DMPR. MBD-021082
807 | 1H23PL0303B | 1H23PL0303B-12 | 10303B12.SCH | 1R14 | 6N762-1 DCM3 | 2 | 1543 2503 | A | KWA1918AH | B | 32K | 0x00162575 |  |  |  | INSTGC0NT PWR SPLY L0GIC DIV II RB 6 CB PWR C0ND XFMR-0000B4
808 | 1H23PL0303B | 1H23PL0303B-17 | 10303B17.SCH | 1P26 | 6N762-1 DCM3 | 2 | 1573 2503 | J | KWA1918AH | D | 32K | 0x0018ed27 |  |  |  | SERVICE WATER SYSTEM RBSW PUMP 1P26-P500 1B
809 | 1H23PL0303B | 1H23PL0303B-18 | 10303B18.SCH | 1P26 | 6N762-1 DCM3 | 2 | 1572 2503 | B | KWA1918AH | C | 32K | 0x00162c42 |  |  |  | PUMP DISCHARGE VALVE 1P26-MBV5004B 1 AND 1P26-MBV5004B2
810 | 1H23PL0303B | 1H23PL0303B-19 | 10303B19.SCH | 1P26 | 6N762-1 DCM3 | 2 | 1574 2503 | J | KWA1918AH | D | 32K | 0x0018ee95 |  |  |  | SERVICE WATER SYSTEM RBSW PUMP 1P26-P500 182
811 | 1H23PL0303B | 1H23PL0303B-21 | 10303B21.SCH | 1T41 | 6N762-1 DCM3 | 2 | 1550 2503 | B | KWA1918AH | C | 32K | 0x001877b8 |  |  |  | REACT0R BLDG HVAC SYS L0GIC RBSREEHV AHU-0608B RTN ISLN DMPR. MBD-02398
812 | 1H23PL0303B | 1H23PL0303B-22 | 10303B22.SCH | 1K11 | 6N762-1 DCM3 | 2 | 1576 2503 | C | KWA1918AH | D | 32K | 0x00185f5f |  |  |  | M0T0R 0PERRTE0 VRLVE MBV-0006 0RYWELL LCW SUMP 15LN VRLVE
813 | 1H23PL0303B | 1H23PL0303B-23 | 10303B23.SCH | 1G31 | 6N762-1 DCM3 | 2 | 1578 2503 | D | KWA1918AH | E | 32K | 0x001872ff |  |  |  | RX WTR CLNUP SYS L0GIC INB0ARD IS0 VALVE MBV-0003 DIV I1
814 | 1H23PL0303B | 1H23PL0303B-24 | 10303B24.SCH | 1G31 | 6N762-1 DCM3 | 2 | 0619 4202 | B | KWA1918AH | C | 32K | 0x001815ea |  |  |  | RX WTR CLEANUP SYS L0GIC RPV SAMPLE INB0 ISLN VALVE ABV-0030 DIV I1
815 | 1H23PL0303B | 1H23PL0303B-25 | 10303B25.SCH | 1T41 | 6N762-1 DCM3 | 2 | 0589 4202 | B | KWA1918AH | C | 32K | 0x00198d75 |  |  |  | REACT0R BLDG HVAC SYS L0GIC RBSREEHV 0UT 0F SERVICE DIV B
816 | 1H23PL0303B | 1H23PL0303B-26 | 10303B26.SCH | 1T41 | 6N762-1 DCM3 | 2 | 0523 4202 | B | KWA1918AH | C | 32K | 0x0017a210 |  |  |  | REACT0R BLDG HVAC SYS L0GIC RBSRDGHV 0UT 0F SERVICE DIV B
817 | 1H23PL0303B | 1H23PL0303B-27 | 10303B27.SCH | 1K11 | 6N762-1 DCM3 | 2 | 0535 4202 | C | KWA1918AH | D | 32K | 0x0017d27f |  |  |  | M0T0R 0PERRTE0 VALVE MBV-0067 DRYWELL HCW SUMP ISLN VRLVE
818 | 1H23PL0303B | 1H23PL0303B-28 | 10303B28.SCH | 1C41 | 6N762-1 DCM3 | 2 | 0522 4202 | A | KWA1918AH | B | 32K | 0x00162e3b |  |  |  | STANDBY L38 CTPL SYS L0GIC STAND&Y/TEST SWITCH DISPLAYS DTV 11
819 | 1H23PL0303B | 1H23PL0303B-34 | 10303B34.SCH | 1R11 | 6N766-1 AIM | 2 | 0163 3902 | B | KWA1918AH | C | 32K | 0x0017130a |  |  |  | MED V0LTAGE DIST SYS L0GIC 4.16KV SWGR 84 ALTN PREF PWR SPLY BRKR iB
820 | 1H23PL0303B | 1H23PL0303B-35 | 10303B35.SCH | 1R11 | 6N766-1 AIM | 2 | 0115 3902 | B | KWA1918AH | C | 32K | 0x0017130c |  |  |  | MED V0LTAGE DIST SYS L0GIC 4.16KV SWGR 84 ALTN PREF PWR SPLY BRKR 28
821 | 1H23PL0303B | 1H23PL0303B-36 | 10303B36.SCH | 1R11 | 6N766-1 AIM | 2 | 0175 3902 | B | KWA1918AH | C | 32K | 0x0017130e |  |  |  | MED V0LTAGE DIST SYS L0GIC 4.16KV SWGR 84 TIE BRKR 38 T0 BUS S4
822 | 1H23PL0303B | 1H23PL0303B-37 | 10303B37.SCH | 1R11 | 6N766-1 AIM | 2 | 0104 3902 | B | KWA1918AH | C | 32K | 0x0016b6fa |  |  |  | MED V0LTAGE DIST SYS L0GIC 4.16KV SWGR 84 BUS RELAYING AND ALARMS DIV I1
823 | 1H23PL0303B | 1H23PL0303B-38 | 10303B38.SCH | 1R11 | 6N766-1 AIM | 2 | 0495 5103 | B | KWA1918AH | C | 32K | 0x0016b6fc |  |  |  | MED V0LTAGE DIST SYS L0GIC 4.16KV SWGR 84 PWR CTR FDR BRKR 6A
824 | 1H23PL0303B | 1H23PL0303B-39 | 10303B39.SCH | 1R11 | 6N766-1 AIM | 2 | 0310 4503 | C | KWA1918AH | D | 32K | 0x0016b6ff |  |  |  | MED V0LTAGE DIST SYS L0GIC 4.16KV SWGR 84 PWR CTR FDR BRKR 6B
825 | 1H23PL0303B | 1H23PL0303B-40 | 10303B40.SCH | 1R11 | 6N766-1 AIM | 2 | 0194 4503 | B | KWA1918AH | C | 32K | 0x0016df5a |  |  |  | MED V0LTAGE DIST SYS L0GIC 4.16KV 4.16KV SWGR 64 MSTRT FEEDER BREAKER 9A ANAL0G
826 | 1H23PL0303B | 1H23PL0303B-41 | 10303B41.SCH | 1R11 | 6N766-1 AIM | 2 | 0342 4503 | C | KWA1918AH | C | 32K | 0x0016df5d |  |  |  | MED V0LTAGE DIST SYS L0GIC 4.16KV 4.16KV SWGR 84 MSTRT FEEDER BREAKER 9B ANAL0G
827 | 1H23PL0303B | 1H23PL0303B-42 | 10303B42.SCH | 1R11 | 6N766-1 AIM | 2 | 0343 4503 | B | KWA1918AH | C | 32K | 0x00171311 |  |  |  | MED V0LTAGE DIST SYS L0GIC 4.16KV SWGR 84 N0RM PREF PWR SPLY BRKR 13A
828 | 1H23PL0303B | 1H23PL0303B-43 | 10303B43.SCH | 1E51 | 6N766-1 AIM | 2 | 0330 4503 | F | KWA1918AH | D | 32K | 0x00174db8 |  |  |  | RX C0RE ISLN CLG L0GIC (RCIC) LEAK DETECT / STM LN PRESS SIGNALS AND RCIC TURB EXH PRESS
829 | 1H23PL0303B | 1H23PL0303B-44 | 10303B44.SCH | 1G31 | 6N766-1 AIM | 2 | 0331 4503 | C | KWA1918AH | C | 32K | 0x0016b700 |  |  |  | RX WATER CLEANUP SYS L0GIC FL0W TEMPERATURE C0MPENSATE0 DIV I1
830 | 1H23PL0303B | 1H23PL0303B-45 | 10303B45.SCH | 1G31 | 6N768-1 AOM | 2 | 0049 0204 | D | KWA1918AH | E | 32K | 0x0017881d |  |  |  | RX WTR CLEANUP SYS L0GIC FL0W TEMPERATURE C0MPENSATED DIV I1
831 | 1H23PL0303B | 1H23PL0303B-46 | 10303B46.SCH | 1G31 | 6N769-1 TCM | 2 | 0055 4402 | C | KWA1918AH | C | 32K | 0x00220485 |  |  |  | RX WATER CLEANUP SYS L0GIC FL0W TEMP C0MP DIV I1
832 | 1H23PL0303B | 1H23PL0303B-48 | 10303B48.SCH | 1P26 | 6N766-1 AIM | 2 | 0373 4503 | A | KWA1918AH | B | 32K | 0x0016eebb |  |  |  | SERVICE WATER SYSTEM PUMP Bl AND 82 M0T0R M0NIT0RING
833 | 1H23PL0303C | 1H23PL0303C-N1 |  | H23 | 6N754-1 NIM | 3 | 0119 4903
834 | 1H23PL0303C | 1H23PL0303C-N2 |  | H23 | 6N754-1 NIM | 3 | 0134 4903
835 | 1H23PL0303C | 1H23PL0303C-PS1 |  | H23 | 8N76-1 9N188 | 3 | 039
836 | 1H23PL0303C | 1H23PL0303C-PS2 |  | H23 | 8N76-1 9N188 | 3 | 037
837 | 1H23PL0303C | 1H23PL0303C-01 | 10303C01.SCH | 1P21 | 6N762-1 DCM3 | 3 | 1015 2503 | B | KWA1918AH | C | 32K | 0x00183034 |  |  |  | RB CLG WATER SYSTEM L0GIC MBV-0033Cl
838 | 1H23PL0303C | 1H23PL0303C-02 | 10303C02.SCH | 1P21 | 6N762-1 DCM3 | 3 | 1956 5003 | B | KWA1918AH | C | 32K | 0x00183056 |  |  |  | RB CLG WATER SYSTEM L0GIC MBV-0033C2
839 | 1H23PL0303C | 1H23PL0303C-03 | 10303C03.SCH | 1P21 | 6N762-1 DCM3 | 3 | 1978 5003 | J | KWA1918AH | D | 32K | 0x0019a331 |  |  |  | RB CLG SYSTEM L0GIC RBCW PUMP. DIVISI0N C. P-0001Cl
840 | 1H23PL0303C | 1H23PL0303C-04 | 10303C04.SCH | 1P21 | 6N762-1 DCM3 | 3 | 1932 5003 | H | KWA1918AH | D | 32K | 0x001949d7 |  |  |  | RB CLG SYSTEM L0GIC RBCW PUMP. 0IVISI0N C. P-000lC2
841 | 1H23PL0303C | 1H23PL0303C-05 | 10303C05.SCH | 1R12 | 6N762-1 DCM3 | 3 | 1875 5003 | B | KWA1918AH | C | 32K | 0x00179688 |  |  |  | L0W V0LT DISTR SYS L0GIC LSWG 0100C4 RCB UNIT C 1T49-RCB-0001C FDR BRKR
842 | 1H23PL0303C | 1H23PL0303C-06 | 10303C06.SCH | 1R12 | 6N762-1 DCM3 | 3 | 1877 5003 | F | KWA1918AH | F | 32K | 0x00169995 |  |  |  | L0W V0LT DISTR SYS L0GIC LSWG SWGR 0100C4 BUS M0NIT0RING
843 | 1H23PL0303C | 1H23PL0303C-07 | 10303C07.SCH | 1P21 | 6N762-1 DCM3 | 3 | 1874 5003 | C | KWA1918AH | C | 32K | 0x0017f98b |  |  |  | RB CLG WATER SYSTEM L0GIC MBV-0019C
844 | 1H23PL0303C | 1H23PL0303C-08 | 10303C08.SCH | 1R12 | 6N762-1 DCM3 | 3 | 1882 5003 | B | KWA1918AH | C | 32K | 0x001796b2 |  |  |  | L0W V0LT DISTR SYS L0GIC LSWG PWR CTR 0100C4 MCC 0140C4 FDR BRKR
845 | 1H23PL0303C | 1H23PL0303C-09 | 10303C09.SCH | 1T22 | 6N762-1 DCM3 | 3 | 1952 5003 | D | KWA1918AH | D | 32K | 0x0018260f |  |  |  | STNDBY GAS TRTMT L0GIC TRAIN (8) ADS FAN FAN-0002B. DIV I11
846 | 1H23PL0303C | 1H23PL0303C-10 | 10303C10.SCH | 1R12 | 6N762-1 DCM3 | 3 | 1950 5003 | C | KWA1918AH | D | 32K | 0x0017a3e6 |  |  |  | L0W V0LT DISTR SYS L0GIC P0WER CENTER MAIN BRKR LSWG-0 100C4
847 | 1H23PL0303C | 1H23PL0303C-11 | 10303C11.SCH | 1P26 | 6N762-1 DCM3 | 3 | 1140 2503 | K | KWA1918AH | D | 32K | 0x0018eabe |  |  |  | SERVICE WATER SYSTEM RBSW PUMP 1P26-P500lCl
848 | 1H23PL0303C | 1H23PL0303C-12 | 10303C12.SCH | 1P21 | 6N762-1 DCM3 | 3 | 1557 2503 | B | KWA1918AH | C | 32K | 0x00172c97 |  |  |  | RB CLG WATER SYS L0GIC (DIV C) MKUP WTR T0 SRG TANK ABV-0045C
849 | 1H23PL0303C | 1H23PL0303C-13 | 10303C13.SCH | 1R12 | 6N762-1 DCM3 | 3 | 1567 2503 | B | KWA1918AH | C | 32K | 0x0017970f |  |  |  | L0W V0LT DISTR SYS L0GIC P0WER CENTER MAIN BRKR LSWG-0 100C4
850 | 1H23PL0303C | 1H23PL0303C-14 | 10303C14.SCH | 1R12 | 6N762-1 DCM3 | 3 | 1553 2503 | B | KWA1918AH | C | 32K | 0x001796f1 |  |  |  | L0W V0LT DISTR SYS L0GIC LSWG PWR CTR 0100C4 MCC 0120C4 FDR BRKR
851 | 1H23PL0303C | 1H23PL0303C-15 | 10303C15.SCH | 1P26 | 6N762-1 DCM3 | 3 | 0625 4202 | K | KWA1918AH | D | 32K | 0x0018e9b2 |  |  |  | SERVICE WATER SYSTEM RBSW PUMP 1P26-P5001C2
852 | 1H23PL0303C | 1H23PL0303C-16 | 10303C16.SCH | 1P21 | 6N762-1 DCM3 | 3 | 1561 2503 | B | KWA1918AH | C | 32K | 0x0017cde1 |  |  |  | RB CLG WATER SYS L0GIC (DIV C) SPCU MKUP T0 SRG TANK MBV-004BC
853 | 1H23PL0303C | 1H23PL0303C-17 | 10303C17.SCH | 1R12 | 6N762-1 DCM3 | 3 | 1552 2503 | B | KWA1918AH | C | 32K | 0x001796d7 |  |  |  | L0W V0LT DISTR SYS L0GIC LSWG PWR CTR 0100C4 MCC0130C4 FDR BRKR
854 | 1H23PL0303C | 1H23PL0303C-18 | 10303C18.SCH | 1T22 | 6N762-1 DCM3 | 3 | 1568 2503 | D | KWA1918AH |  | 32K | 0x00183aea |  |  |  | STNDBY GAS TRMT L0GIC FAN-0002B DISCH VALVE MBV-0004B, DIV I11
855 | 1H23PL0303C | 1H23PL0303C-19 | 10303C19.SCH | 1T22 | 6N762-1 DCM3 | 3 | 1554 2503 | M | KWA1918AH |  | 32K | 0x00187005 |  |  |  | STNDBY GAS TRTMT SYS L0GIC TRAIN (C) MAIN FAN FAN-000lC. DIV I11
856 | 1H23PL0303C | 1H23PL0303C-20 | 10303C20.SCH | 1T22 | 6N762-1 DCM3 | 3 | 1555 2503 | E | KWA1918AH | D | 32K | 0x0017b80b |  |  |  | STNDBY GAS TRMT L0GIC FAN-000 IC DISCH VALVE MCV-0003C. DIV I11
857 | 1H23PL0303C | 1H23PL0303C-21 | 10303C21.SCH | 1T22 | 6N762-1 DCM3 | 3 | 1587 2503 | G | KWA1918AH | D | 32K | 0x0018b736 |  |  |  | STNDBY GAS TRMT L0GIC SEC CNTMT ISLN VALVE MBV-0001C. DIV I11
858 | 1H23PL0303C | 1H23PL0303C-34 | 10303C34.SCH | 1P21 | 6N766-1 AIM | 3 | 0145 3902 | B | KWA1918AH | C | 32K | 0x0016e94b |  |  |  | RB CLG WATER SYSTEM L0GIC SYSTEM M0NIT0RING SAFETY (DIV C)
859 | 1H23PL0303C | 1H23PL0303C-35 | 10303C35.SCH | 1T22 | 6N766-1 AIM | 3 | 0105 3902 | F | KWA1918AH | D | 32K | 0x00172cad | TM#37 | LT1-15098 | LT1-31113-1832 | STNDBY GAS TRTMT L0GIC TRAIN (8) M0NIT0RING
860 | 1H23PL0303C | 1H23PL0303C-36 | 10303C36.SCH | 1P21 | 6N769-1 TCM | 3 | 0050 4402 | B | KWA1918AH | C | 32K | 0x0021ff63 |  |  |  | RB CLG WATER SYSTEM L0GIC SYSTEM M0NIT0RING SAFETY (DIV C)
861 | 1H23PL0303C | 1H23PL0303C-37 | 10303C37.SCH | 1P21 | 6N766-1 AIM | 3 | 0542 5103 | E | KWA1918AH | C | 32K | 0x0018472c |  |  |  | RB CLG WATER SYSTEM L0GIC SYSTEM M0NIT0RING SAFETY (DIV C)
862 | 1H23PL0303C | 1H23PL0303C-38 | 10303C38.SCH | 1P21 | 6N766-1 AIM | 3 | 0521 5103 | B | KWA1918AH | C | 32K | 0x0016ee99 |  |  |  | RB CLG WATER SYSTEM L0GIC SYSTEM M0NIT0RING SAFETY (DIV C)
863 | 1H23PL0303C | 1H23PL0303C-39 | 10303C39.SCH | 1P21 | 6N766-1 AIM | 3 | 0471 5103 | B | KWA1918AH | C | 32K | 0x00173a04 |  |  |  | RB CLG WATER SYSTEM L0GIC SYSTEM M0NIT0RING SAFETY (DIV C)
864 | 1H23PL0303C | 1H23PL0303C-40 | 10303C40.SCH | 1P21 | 6N769-1 TCM | 3 | 0127 0804 | B | KWA1918AH | C | 32K | 0x00228608 |  |  |  | RB CLG WATER SYSTEM L0GIC SYSTEM M0NIT0RING SAFETY (DIV C)
865 | 1H23PL0303C | 1H23PL0303C-42 | 10303C42.SCH | 1G31 | 6N769-1 TCM | 3 | 0019 4402 | C | KWA1918AH | C | 32K | 0x00220492 |  |  |  | RX WATER CLEANUP SYS L0GIC FL0W TEMP C0MP DIV I11
866 | 1H23PL0303C | 1H23PL0303C-43 | 10303C43.SCH | 1G31 | 6N766-1 AIM | 3 | 0135 3902 | C | KWA1918AH | C | 32K | 0x0016b713 |  |  |  | RX WATER CLEANUP SYS L0GIC FL0W TEMPERATURE C0MPENSATED DIV 111
867 | 1H23PL0303C | 1H23PL0303C-44 | 10303C44.SCH | 1R12 | 6N766-1 AIM | 3 | 0183 4503 | C | KWA1918AH | C | 32K | 0x0016fd22 |  |  |  | L0W V0LT DISTR SYS L0GIC LSWG SWGR 0100C4 AND MCC 0ll0C4 BUS M0NIT0RING
868 | 1H23PL0303C | 1H23PL0303C-45 | 10303C45.SCH | 1E51 | 6N766-1 AIM | 3 | 0197 4503 | F | KWA1918AH | D | 32K | 0x001753e5 |  |  |  | RX C0RE ISLN CLG L0GIC (RCIC) LEAK DETECT / STM LN PRESS SIGNALS AND RCIC TURB EXH PRESS
869 | 1H23PL0303C | 1H23PL0303C-46 | 10303C46.SCH | 1G31 | 6N768-1 AOM | 3 | 0034 0204 | B | KWA1918AH | C | 32K | 0x00178961 |  |  |  | AX WTR CLEANUP SYS L0GIC FL0W TEMPERATURE C0MPENSATE0 0IV I11
870 | 1H23PL0303C | 1H23PL0303C-48 | 10303C48.SCH | 1P26 | 6N766-1 AIM | 3 | 0274 4503 | A | KWA1918AH | B | 32K | 0x0016eed0 |  |  |  | SERVICE WATER SYSTEM PUMP C1 AND C2 M0T0R M0NIT0RING
871 | 1H23PL0304A | 1H23PL0304A-N1 |  | H23 | 6N754-1 NIM | 1 | 0220 4903
872 | 1H23PL0304A | 1H23PL0304A-N2 |  | H23 | 6N754-1 NIM | 1 | 0077 3902
873 | 1H23PL0304A | 1H23PL0304A-PS1 |  | H23 | 8N76-1 9N188 | 1 | 150
874 | 1H23PL0304A | 1H23PL0304A-PS2 |  | H23 | 8N76-1 9N188 | 1 | 062
875 | 1H23PL0304A | 1H23PL0304A-01 | 10304A01.SCH | 1R21 | 6N762-1 DCM3 | 1 | 0442 4202 | D | KWA1918AH | C | 32K | 0x00168604 |  |  |  | EMERGENCY DIESEL GEN SYS L0GIC EDG 1A CTRL PNL 0IV I EDG REM0TE START/ST0P
876 | 1H23PL0304A | 1H23PL0304A-02 | 10304A02.SCH | 1P26 | 6N762-1 DCM3 | 1 | 0420 4202 | K | KWA1918AH | D | 32K | 0x0018ebb9 | TM#33 | LT1-14348 | LT1-31113-1727 | SERVICE WATER SYSTEM RBSW PUMP 1P26-P5001A1
877 | 1H23PL0304A | 1H23PL0304A-03 | 10304A03.SCH | 1P26 | 6N762-1 DCM3 | 1 | 0414 4202 | B | KWA1918AH | C | 32K | 0x001629b3 |  |  |  | PUMP DISCHARGE VALVE 1P26-MBV5004A1 AND 1P23-MBV5004A2
878 | 1H23PL0304A | 1H23PL0304A-04 | 10304A04.SCH | 1R21 | 6N762-1 DCM3 | 1 | 0423 4202 | D | KWA1918AH | B | 32K | 0x00168573 |  |  |  | EMERGENCY DIESEL GEN SYS L0GIC EDG 1A CTRL PNL DIV I DIESEL ENGINE IN0 6 ALARMS
879 | 1H23PL0304A | 1H23PL0304A-05 | 10304A05.SCH | 1R21 | 6N762-1 DCM3 | 1 | 0427 4202 | C | KWA1918AH | D | 32K | 0x0017c27d |  |  |  | EMERGENCY DIESEL GEN SYS L0GIC EDG 1A CTRL PNL/FUEL 0IL IND EDG 1A 0UT 0F SERVICE DIV I
880 | 1H23PL0304A | 1H23PL0304A-06 | 10304A06.SCH | 1P26 | 6N762-1 DCM3 | 1 | 0426 4202 | K | KWA1918AH | D | 32K | 0x0018ead2 | TM#33 | LT1-14348 | LT1-31113-1727 | SERVICE WATER SYSTEM RBSW PUMP lP26-P5001A2
881 | 1H23PL0304A | 1H23PL0304A-07 | 10304A07.SCH | 1R21 | 6N762-1 DCM3 | 1 | 0567 4202 | G | KWA1918AH | D | 32K | 0x00168a24 |  |  |  | EMERGENCY DIESEL GEN SYS L0GIC EDG 1A CTRL PNL DIV I L0/C00LING WTR/GEN IND 6 CTRL
882 | 1H23PL0304A | 1H23PL0304A-08 | 10304A08.SCH | 1R21 | 6N762-1 DCM3 | 1 | 0899 4202 | C | KWA1918AH | D | 32K | 0x001894c3 |  |  |  | EMER DIESEL GEN SYS L0GIC F0 TRANSFER PMP (DIV I) P-000 1A2
883 | 1H23PL0304A | 1H23PL0304A-09 | 10304A09.SCH | 1R21 | 6N762-1 DCM3 | 1 | 0541 4202 | C | KWA1918AH | C | 32K | 0x00166f40 |  |  |  | EMERGENCY DIESEL GEN SYS L0GIC EDG 1A CTRL PNL DIV I GENERAT0R IND 6 CTRL
884 | 1H23PL0304A | 1H23PL0304A-12 | 10304A12.SCH | 1R21 | 6N762-1 DCM3 | 1 | 0542 4202 | A | KWA1918AH | B | 32K | 0x0016286c |  |  |  | EMERGENCY DIESEL GEN SYS L0GIC EDG 1A CTRL PNL DIV I LUBE 0IL 6 C00LING WATER PUMPS
885 | 1H23PL0304A | 1H23PL0304A-18 | 10304A18.SCH | 1R21 | 6N762-1 DCM3 | 1 | 0543 4202 | C | KWA1918AH | D | 32K | 0x001695d6 |  |  |  | EMERGENCY DIESEL GEN SYS L0GIC EDG 1A CTRL PANEL .DIV I DIESEL ENGINE IND'E ALARMS
886 | 1H23PL0304A | 1H23PL0304A-19 | 10304A19.SCH | 1R21 | 6N762-1 DCM3 | 1 | 0570 4202 | C | KWA1918AH | D | 32K | 0x0018c77a |  |  |  | EMER DIESEL GEN SYS L0GIC F0 TRANSFER PMP (DIV I) P-0001A1
887 | 1H23PL0304A | 1H23PL0304A-39 | 10304A39.SCH | 1P25 | 6N766-1 AIM | 1 | 0142 3902 | A | KWA1918AH | B | 32K | 0x00169420 |  |  |  | EMER CHILLED WATER SYS L0GIC DIV I, RB ECW RTRN VLV ACV-00 16A
888 | 1H23PL0304A | 1H23PL0304A-40 | 10304A40.SCH | 1P25 | 6N768-1 AOM | 1 | 0030 3902 | A | KWA1918AH | B | 32K | 0x00178c18 |  |  |  | EMER CHILL WTR SYS L0GIC DIV I RB ECW RTN VLV ACV-00 16A
889 | 1H23PL0304A | 1H23PL0304A-41 | 10304A41.SCH | 1P26 | 6N766-1 AIM | 1 | 0513 5103 | B | KWA1918AH | B | 32K | 0x0016ee9a |  |  |  | SERVICE WATER SYSTEM PUMP Al AND A2 M0T0R M0NIT0RING
890 | 1H23PL0304A | 1H23PL0304A-42 | 10304A42.SCH | 1R21 | 6N766-1 AIM | 1 | 0511 5103 | F | KWA1918AH | D | 32K | 0x00176a1a |  |  |  | EMERGENCY DIESEL &EN SYS L0GIC EDG 1A C0NTR0L PANEL DIV I DIESEL ENGINE IND 6 ALARMS
891 | 1H23PL0304A | 1H23PL0304A-44 | 10304A44.SCH | 1R21 | 6N766-1 AIM | 1 | 0132 3902 | H | KWA1918AH | C | 32K | 0x0017b56f |  |  |  | EMERGENCY DIESEL GEN SYS L0GIC EDG IA C0NTR0L PA~~EL DIV I FUEL 0IL IND 6 ALMS
892 | 1H23PL0304A | 1H23PL0304A-45 | 10304A45.SCH | 1R21 | 6N766-1 AIM | 1 | 0122 3902 | G | KWA1918AH | D | 32K | 0x0017986c |  |  |  | EMERGENCY DIESEL GEN SYS L0GIC E0G 1A C0NTR0L PANEL DIV I LUBE 0IL IND 6 ALARMS
893 | 1H23PL0304A | 1H23PL0304A-46 | 10304A46.SCH | 1R21 | 6N766-1 AIM | 1 | 0514 5103 | G | KWA1918AH | C | 32K | 0x001801bf | TM#34 | LT1-14600 | LT1-31113-1772 | EMERGENCY DIESEL GEN SYS L0GIC EDG 1A C0NTR0L PANEL DIV I L0 AND CLG WTR IN0 E ALMS
894 | 1H23PL0304A | 1H23PL0304A-47 | 10304A47.SCH | 1R21 | 6N766-1 AIM | 1 | 0170 3902 | E | KWA1918AH | C | 32K | 0x00177a77 |  |  |  | EMERGENCY DIESEL GEN SYS L0GIC EDG 1A C0NTR0L PANEL DIV I GEN/CLNG WTR/STARTING AIR IND
895 | 1H23PL0304A | 1H23PL0304A-48 | 10304A48.SCH | 1R21 | 6N766-1 AIM | 1 | 0306 4503 | E | KWA1918AH | C | 32K | 0x001803b1 |  |  |  | EMERGENCY DIESEL GEN SYS L0GIC EDG 1A C0NTR0L PANEL DIV I GENERAT0R INDICATI0N 6 C0NTR0L
896 | 1H23PL0304B | 1H23PL0304B-N1 |  | H23 | 6N754-1 NIM | 2 | 0203 4903
897 | 1H23PL0304B | 1H23PL0304B-N2 |  | H23 | 6N754-1 NIM | 2 | 0070 3902
898 | 1H23PL0304B | 1H23PL0304B-PS1 |  | H23 | 8N76-1 9N188 | 2 | 047
899 | 1H23PL0304B | 1H23PL0304B-PS2 |  | H23 | 8N76-1 9N188 | 2 | 048
900 | 1H23PL0304B | 1H23PL0304B-01 | 10304B01.SCH | 1R21 | 6N762-1 DCM3 | 2 | 1031 2503 | D | KWA1918AH | B | 32K | 0x001686d7 |  |  |  | EMERGENCY DIESEL GEN SYS L0GIC EDG 18 CTRL PNL DIV I1 EDG REM0TE START/ST0P
901 | 1H23PL0304B | 1H23PL0304B-02 | 10304B02.SCH | 1R21 | 6N762-1 DCM3 | 2 | 1030 2503 | C | KWA1918AH | C | 32K | 0x001695fc |  |  |  | EMERGENCY DIESEL GEN SYS L0GIC EDG 1B CTRL PANEL 0IV I1 DIESEL ENGINE TND 6 ALARMS
902 | 1H23PL0304B | 1H23PL0304B-03 | 10304B03.SCH | 1R11 | 6N762-1 DCM3 | 2 | 1029 2503 | F | KWA1918AH | D | 32K | 0x00184491 |  |  |  | MED V0LTAGE DIST SYS L0GIC 4.16KV SWGR 84 ALTN PREF PWR SPLY BRKR 13A (DIVISI0N 11)
903 | 1H23PL0304B | 1H23PL0304B-04 | 10304B04.SCH | 1R21 | 6N762-1 DCM3 | 2 | 1076 2503 | D | KWA1918AH | A | 32K | 0x00168589 |  |  |  | EMERGENCY DIESEL GEN SYS L0GIC EDG 18 CTRL PNL DIV II DIESEL ENGINE IND 6 ALARMS
904 | 1H23PL0304B | 1H23PL0304B-05 | 10304B05.SCH | 1R21 | 6N762-1 DCM3 | 2 | 1058 2503 | C | KWA1918AH | C | 32K | 0x0017bbd2 |  |  |  | EMERGENCY DIESEL GEN SYS L0GIC EDG 1B CTRL PNL/FUEL 0IL IN0 EDG 1B 0UT 0F SERVICE DIV I1
905 | 1H23PL0304B | 1H23PL0304B-06 | 10304B06.SCH | 1R11 | 6N762-1 DCM3 | 2 | 1072 2503 | B | KWA1918AH | B | 32K | 0x0017d02e |  |  |  | MED V0LTAGE DIST SYS L0GIC 4.16KV 4.16KV SWGR 84 MSTRT FEEDER BREAKER 9A
906 | 1H23PL0304B | 1H23PL0304B-07 | 10304B07.SCH | 1R21 | 6N762-1 DCM3 | 2 | 1077 2503 | G | KWA1918AH | C | 32K | 0x00168a3a |  |  |  | EMERGENCY DIESEL FEN SYS L0GIC EDG 16 CTRL PNL DIV I1 L0/C0DLING WTR/GEN IND 6 CTRL
907 | 1H23PL0304B | 1H23PL0304B-08 | 10304B08.SCH | 1R11 | 6N762-1 DCM3 | 2 | 1933 5003 | B | KWA1918AH | B | 32K | 0x0017d0ae |  |  |  | MED V0LTAGE DIST SYS L0GIC 4.16KV 4.16KV SWGR 84 MSTRT FEEDER BREAKER 96
908 | 1H23PL0304B | 1H23PL0304B-09 | 10304B09.SCH | 1R21 | 6N762-1 DCM3 | 2 | 1881 5003 | C | KWA1918AH | B | 32K | 0x00166f56 |  |  |  | EMERGENCY DIESEL GEN SYS L0GIC EDG 16 CTRL PNL 0IV I1 GENERAT0R IND & CTRL
909 | 1H23PL0304B | 1H23PL0304B-12 | 10304B12.SCH | 1R21 | 6N762-1 DCM3 | 2 | 1879 5003 | A | KWA1918AH | A | 32K | 0x00162882 |  |  |  | EMERGENCY DIESEL GEN SYS L0GIC EDG 1B CTRL PNL DIV I1 LUBE 0IL 6 C00LING WATER PUMPS
910 | 1H23PL0304B | 1H23PL0304B-18 | 10304B18.SCH | 1R21 | 6N762-1 DCM3 | 2 | 1878 5003 | C | KWA1918AH | C | 32K | 0x00188f4d |  |  |  | EMER DIESEL GEN SYS L0GIC F0 TRANSFER PMP [DIV 11) P-000 1B2
911 | 1H23PL0304B | 1H23PL0304B-19 | 10304B19.SCH | 1R21 | 6N762-1 DCM3 | 2 | 1880 5003 | C | KWA1918AH | C | 32K | 0x0018c0cd |  |  |  | EMER DIESEL GEN SYS L0GIC F0 TRANSFER PMP [DIV 11) P-000IBI
912 | 1H23PL0304B | 1H23PL0304B-21 | 10304B21.SCH | 1R11 | 6N762-1 DCM3 | 2 | 1934 5003 | F | KWA1918AH | D | 32K | 0x001845d3 |  |  |  | MED V0LTAGE DIST SYS L0GIC 4.16KV SWGR 84 N0RM PREF PWR SPLY BRKR 1B (DIVISI0N 11)
913 | 1H23PL0304B | 1H23PL0304B-22 | 10304B22.SCH | 1R11 | 6N762-1 DCM3 | 2 | 1938 5003 | E | KWA1918AH | C | 32K | 0x0018091b |  |  |  | MED V0LTAGE DIST SYS L0GIC 4.16KV SWGR 84 ALTN PREF PWR SPLY BRKR 2B (DIVISI0N 11)
914 | 1H23PL0304B | 1H23PL0304B-23 | 10304B23.SCH | 1R11 | 6N762-1 DCM3 | 2 | 1937 5003 | E | KWA1918AH | C | 32K | 0x0018532f |  |  |  | MED V0LTAGE DIST SYS L0GIC 4.16KV 4.16KV SWGR 84 PWR CTR FEEDER BREAKER 66
915 | 1H23PL0304B | 1H23PL0304B-24 | 10304B24.SCH | 1R11 | 6N762-1 DCM3 | 2 | 1949 5003 | A | KWA1918AH | A | 32K | 0x0016432b |  |  |  | MED V0LTAGE DIST SYS L0GIC 4.16KV DIVISI0N I1 MISC INPUTS BREAKERS 16. 28 AND 13A
916 | 1H23PL0304B | 1H23PL0304B-25 | 10304B25.SCH | 1R11 | 6N762-1 DCM3 | 2 | 1930 5003 | C | KWA1918AH | B | 32K | 0x0017b170 |  |  |  | MED V0LTAGE DIST SYS L0GIC 4.16KV 4.16KV SWGR 84 TIE BRKR 38 T0 BUS S4
917 | 1H23PL0304B | 1H23PL0304B-26 | 10304B26.SCH | 1R11 | 6N762-1 DCM3 | 2 | 1529 2503 | B | KWA1918AH | B | 32K | 0x0016a490 |  |  |  | MED V0LTAGE DIST SYS L0GIC 4.16KV SWGR 84 EDG 16 SPLY BRKR 5A DIVISI0N I1
918 | 1H23PL0304B | 1H23PL0304B-27 | 10304B27.SCH | 1R11 | 6N762-1 DCM3 | 2 | 1477 2503 | B | KWA1918AH | B | 32K | 0x0017c641 |  |  |  | MED V0LTAGE DIST SYS L0GIC 4.16KV 4.16KV SWGR 84 PWR CTR FEEDER BREAKER 6A
919 | 1H23PL0304B | 1H23PL0304B-28 | 10304B28.SCH | 1R11 | 6N762-1 DCM3 | 2 | 1466 2503 | J | KWA1918AH | D | 32K | 0x0017c4e6 | TM#19 | LT1-10349/12086 | LT1-31113-1344/1486 | MED V0LTAGE DIST SYS L0GIC 4.16KV SWGR 84 BUS RELAYING AND ALARMS DIVISI0N I1
920 | 1H23PL0304B | 1H23PL0304B-39 | 10304B39.SCH | 1R11 | 6N765-1 ACM | 2 | 0211 4303 | C | KWA1918AH | B | 32K | 0x00238ee4 |  |  |  | MED V0LTAGE DIST SYS 4.16KV SWGR 84 AVERAGE V0LTAGE DIVISI0N I1
921 | 1H23PL0304B | 1H23PL0304B-40 | 10304B40.SCH | 1R21 | 6N765-1 ACM | 2 | 0346 4503 | E | KWA1918AH | C | 32K | 0x00176a2b |  |  |  | EMERGENCY DIESEL GEN SYS L0GIC EDG 1B C0NTR0L PANEL DIV I1 DIESEL ENGINE IND 6 ALARMS
922 | 1H23PL0304B | 1H23PL0304B-42 | 10304B42.SCH | 1R21 | 6N766-1 AIM | 2 | 0259 4503 | H | KWA1918AH | B | 32K | 0x0017b533 |  |  |  | EMERGENCY DIESEL GEN SYS L0GIC EDG 16 C0NTR0L PANEL 0IV I1 FUEL 0IL IND 6 ALMS
923 | 1H23PL0304B | 1H23PL0304B-43 | 10304B43.SCH | 1R21 | 6N766-1 AIM | 2 | 0448 5103 | G | KWA1918AH | C | 32K | 0x00179830 |  |  |  | EMERGENCY DIESEL GEN SYS L0GIC EDG 1B C0NTR0L PANEL DIV I1 LUBE 0IL IND 6 ALARMS
924 | 1H23PL0304B | 1H23PL0304B-45 | 10304B45.SCH | 1R21 | 6N766-1 AIM | 2 | 0157 3902 | E | KWA1918AH | B | 32K | 0x00177a7d |  |  |  | EMERGENCY DIESEL GEN SYS L0GIC EDG fB C0NTR0L PANEL DIV I1 GEN/CLNG WTR/STARTING AIR IN0
925 | 1H23PL0304B | 1H23PL0304B-46 | 10304B46.SCH | 1R21 | 6N766-1 AIM | 2 | 0111 3902 | E | KWA1918AH | B | 32K | 0x001803c3 |  |  |  | EMERGENCY DIESEL GEN SYS L0GIC EBG 10 C0NTR0L PANEL DIV I1 GENERAT0R INDICATI0N & C0NTR0L
926 | 1H23PL0304B | 1H23PL0304B-48 | 10304B48.SCH | 1R21 | 6N766-1 AIM | 2 | 0481 5103 | F | KWA1918AH | B | 32K | 0x00180343 |  |  |  | EMERGENCY DIESEL GEN SYS L0GIC EDG 1B C0NiIR0L PANEL DIV I1 L0 AND CLG !WTR IND 6 ALMS
927 | 1H23PL0304C | 1H23PL0304C-N1 |  | H23 | 6N754-1 NIM | 3 | 0231 4903
928 | 1H23PL0304C | 1H23PL0304C-N2 |  | H23 | 6N754-1 NIM | 3 | 0234 5003
929 | 1H23PL0304C | 1H23PL0304C-PS1 |  | H23 | 8N76-1 9N188 | 3 | 014
930 | 1H23PL0304C | 1H23PL0304C-PS2 |  | H23 | 8N76-1 9N188 | 3 | 106
931 | 1H23PL0304C | 1H23PL0304C-01 | 10304C01.SCH | 1R21 | 6N762-1 DCM3 | 3 | 1392 2503 | D | KWA1918AH | C | 32K | 0x001686b0 |  |  |  | EMERGENCY DIESEL GEN SYS L0GIC EDG 1C CTRL PNL 0IV I11 EDG REM0TE START/ST0P
932 | 1H23PL0304C | 1H23PL0304C-02 | 10304C02.SCH | 1R21 | 6N762-1 DCM3 | 3 | 1493 2503 | C | KWA1918AH | D | 32K | 0x00169609 |  |  |  | EMERGENCY DIESEL GEN SYS L0GIC EDG IC CTRL PANEL DIV 111 DIESEL ENGI'NE IND 6 ALARMS
933 | 1H23PL0304C | 1H23PL0304C-03 | 10304C03.SCH | 1E22 | 6N762-1 DCM3 | 3 | 1540 2503 | B | KWA1918AH | C | 32K | 0x00186828 |  |  |  | HP C0RE FL00DER SYS - L0GIC CST PMP SUCT VLV DIV I11 MBV-0001C
934 | 1H23PL0304C | 1H23PL0304C-04 | 10304C04.SCH | 1R21 | 6N762-1 DCM3 | 3 | 1514 2503 | D | KWA1918AH | B | 32K | 0x0016859e |  |  |  | EMERGENCY DIESEL GEN SYS L0GIC EDG 1C CTRL PNL 0IV I11DIESEL ENGI'NE IND 6 ALARMS
935 | 1H23PL0304C | 1H23PL0304C-05 | 10304C05.SCH | 1R21 | 6N762-1 DCM3 | 3 | 1492 2503 | C | KWA1918AH | D | 32K | 0x0017bf34 |  |  |  | EMERGENCY DIESEL GEN SYS L0GIC EDG 1C CTRL PNL/FUEL 0IL IN0 EDG 1C 0UT 0F SERVICE DIV 111
936 | 1H23PL0304C | 1H23PL0304C-06 | 10304C06.SCH | 1R21 | 6N762-1 DCM3 | 3 | 1484 2503 | G | KWA1918AH | D | 32K | 0x00168a4d |  |  |  | EMERGENCY 0IESEL GEN SYS L0GIC EDG 1C CTRL PNL DIV 111 L0/C00LING WTR/GEN IND 6 CTRL
937 | 1H23PL0304C | 1H23PL0304C-09 | 10304C09.SCH | 1R21 | 6N762-1 DCM3 | 3 | 1516 2503 | C | KWA1918AH | C | 32K | 0x00166f6b |  |  |  | EMERGENCY DIESEL GEN SYS L0GIC EDG 1C CTRL PNL DIV I11 GENERAT0R IN0 6 CTRL
938 | 1H23PL0304C | 1H23PL0304C-11 | 10304C11.SCH | 1E22 | 6N762-1 DCM3 | 3 | 1491 2503 | C | KWA1918AH | C | 32K | 0x0018c003 | TM#19 | LT1-10349/12086 | LT1-31113-1344/1486 | HP C0RE FL00DER SYS - L0GIC S/P PMP SUCTI0N VLV DIV I11 MBV-0007C
939 | 1H23PL0304C | 1H23PL0304C-12 | 10304C12.SCH | 1R21 | 6N762-1 DCM3 | 3 | 1472 2503 | A | KWA1918AH | B | 32K | 0x00162897 |  |  |  | EMERGENCY DIESEL GEN SYS L0GIC EDG IC CTRL PNL DIV I11 LUBE 0IL 6 C00LING WATER PUMPS
940 | 1H23PL0304C | 1H23PL0304C-13 | 10304C13.SCH | 1E22 | 6N762-1 DCM3 | 3 | 1475 2503 | D | KWA1918AH | C | 32K | 0x0018fb44 | TM#41 | LT1-15365/15202 | LT1-31113-1887 | HP C0RE FL00DER SYS - L0GIC PMP MIN FL0W VLV DIV I11 MBV-0010C
941 | 1H23PL0304C | 1H23PL0304C-14 | 10304C14.SCH | 1E22 | 6N762-1 DCM3 | 3 | 1471 2503 | B | KWA1918AH | C | 32K | 0x0017dab5 |  |  |  | HP C0RE FL00DER SYS - L0GIC TEST RTN FL0W C0NT DIV I11 MCV-0009C
942 | 1H23PL0304C | 1H23PL0304C-18 | 10304C18.SCH | 1R21 | 6N762-1 DCM3 | 3 | 1505 2503 | C | KWA1918AH | D | 32K | 0x00189252 |  |  |  | EMER DIESEL GEN SYS L0GIC F0 TRANSFER PMP (DIV I1 I) P-000lC2
943 | 1H23PL0304C | 1H23PL0304C-19 | 10304C19.SCH | 1R21 | 6N762-1 DCM3 | 3 | 1451 2503 | C | KWA1918AH | D | 32K | 0x0018c0c2 |  |  |  | EMER DIESEL GEN SYS L0GIC F0 TRANSFER PMP (DIV 111) P-0001Cl
944 | 1H23PL0304C | 1H23PL0304C-20 | 10304C20.SCH | 1E22 | 6N762-1 DCM3 | 3 | 1452 2503 | F | KWA1918AH | F | 32K | 0x001758d0 | TM#41 | LT1-15365/15202 | LT1-31113-1887 | HP C0RE FL00DER SYS L0GIC RPV INJ INBD PCV ISLN DIV I11 AW-0005C & L00P C INITIATI0N
945 | 1H23PL0304C | 1H23PL0304C-21 | 10304C21.SCH | 1E22 | 6N762-1 DCM3 | 3 | 1453 2503 | D | KWA1918AH | E | 32K | 0x0018b264 |  |  |  | HP C0RE FL00DER SYS - L0GIC RPV INJ ISLN VLV DIV I11 MBV-0004C
946 | 1H23PL0304C | 1H23PL0304C-22 | 10304C22.SCH | 1E22 | 6N762-1 DCM3 | 3 | 1454 2503 | G | KWA1918AH | D | 32K | 0x00191623 |  |  |  | HP C0RE FL00DER SYS L0GIC HPCF PUMP DIV 111, P-0001C
947 | 1H23PL0304C | 1H23PL0304C-23 | 10304C23.SCH | 1E22 | 6N762-1 DCM3 | 3 | 1455 2503 | B | KWA1918AH | C | 32K | 0x001667a6 |  |  |  | HP C0RE FL00DER SYS L0GIC EQLG INBD ISLN DIV I11 ABV-0020C
948 | 1H23PL0304C | 1H23PL0304C-38 | 10304C38.SCH | 1R21 | 6N766-1 AIM | 3 | 0137 3902 | E | KWA1918AH | D | 32K | 0x00176a45 |  |  |  | EMERGENCY DIESEL GEN SYS L0GIC EDG 1C C0NTR0L PANEL DIV I11 DIESEL ENGINE IND 6 ALARMS
949 | 1H23PL0304C | 1H23PL0304C-39 | 10304C39.SCH | 1E22 | 6N765-1 ACM | 3 | 0404 4303 | H | KWA1918CL | E | 128K | 0x0028ba2f | TM#41 | LT1-15365/15202 | LT1-31113-1887 | HP C0RE FL00DER SYS L0GIC ANAL0G INPUTS DIV I11
950 | 1H23PL0304C | 1H23PL0304C-40 | 10304C40.SCH | 1E22 | 6N766-1 AIM | 3 | 0315 4503 | E | KWA1918AH | E | 32K | 0x0016d7c6 |  |  |  | HP C0RE FL00DER SYSTEM L0GIC HPCF PUMP DIV I11 P-0001C
951 | 1H23PL0304C | 1H23PL0304C-41 | 10304C41.SCH | 1E22 | 6N766-1 AIM | 3 | 0487 5103 | M | KWA1918AH |  | 32K | 0x00189e5b | TM#41 | LT1-15365/15202 | LT1-31113-1887 | HP C0RE FL00DER SYSTEM L0GIC ANAL0G INPUTS DIV I11
952 | 1H23PL0304C | 1H23PL0304C-42 | 10304C42.SCH | 1P13 | 6N766-1 AIM | 3 | 0278 4503 | D | KWA1918AH | C | 32K | 0x0016d267 | TM#19 | LT1-10349/12086 | LT1-31113-1344/1486 | CNDS ST0RGXFER SYS L0GIC CNDS ST0RAGE TANK LEVEL TRANSMITTERS (SAFETY)
953 | 1H23PL0304C | 1H23PL0304C-44 | 10304C44.SCH | 1R21 | 6N766-1 AIM | 3 | 0372 4503 | H | KWA1918AH | C | 32K | 0x0017b4e3 |  |  |  | EMERGENCY DIESEL GEN SYS L0GIC E0G IC C0NTR0L PANEL DIV I11 FUEL 0IL IND G ALMS
954 | 1H23PL0304C | 1H23PL0304C-45 | 10304C45.SCH | 1R21 | 6N766-1 AIM | 3 | 0026 3902 | G | KWA1918AH | D | 32K | 0x001797e0 |  |  |  | EMERGENCY DIESEL GEN SYS L0GIC EDG 1C C0NTR0L PANEL DIV I11 LUBE 0IL IND 6 ALARMS
955 | 1H23PL0304C | 1H23PL0304C-46 | 10304C46.SCH | 1R21 | 6N766-1 AIM | 3 | 0171 3902 | G | KWA1918AH | C | 32K | 0x001802ec |  |  |  | EMERGENCY DIESEL GEN SYS L0GIC EDG 1C C0NTR0L PANEL DIV I11 L0 AND CLG WTR IND 6 ALMS
956 | 1H23PL0304C | 1H23PL0304C-47 | 10304C47.SCH | 1R21 | 6N766-1 AIM | 3 | 0151 3902 | E | KWA1918AH | C | 32K | 0x00177a96 |  |  |  | EMERGENCY DIESEL GEN SYS L0GIC EDG 1C C0NTR0L PANEL DIV I11GEN/CLNG WTR/STARTING AIR IND
957 | 1H23PL0304C | 1H23PL0304C-48 | 10304C48.SCH | 1R21 | 6N766-1 AIM | 3 | 0174 3902 | E | KWA1918AH | C | 32K | 0x001803dc |  |  |  | EMERGENCY DIESEL GEN SYS L0GIC EDG 1C C0NTR0L PANEL DIV I11 GENERAT0R INDICATI0N 6 C0NTR0L
958 | 1H23PL0305A | 1H23PL0305A-N1 |  | H23 | 6N754-1 NIM | 1 | 0178 4903
959 | 1H23PL0305A | 1H23PL0305A-N2 |  | H23 | 6N754-1 NIM | 1 | 0113 4903
960 | 1H23PL0305A | 1H23PL0305A-PS1 |  | H23 | 8N76-1 9N188 | 1 | 091
961 | 1H23PL0305A | 1H23PL0305A-PS2 |  | H23 | 8N76-1 9N188 | 1 | 160
962 | 1H23PL0305A | 1H23PL0305A-01 | 10305A01.SCH | 1P21 | 6N762-1 DCM3 | 1 | 1512 2503 | J | KWA1918AH | D | 32K | 0x0019a0f2 | TM#34 | LT1-14517 | LT1-31113-1759 | RB CLG SYSTEM L0GIC RBCW PUMP, DIVISI0N A, P-0001A1
963 | 1H23PL0305A | 1H23PL0305A-03 | 10305A03.SCH | 1P21 | 6N762-1 DCM3 | 1 | 1537 2503 | H | KWA1918AH | D | 32K | 0x001956d2 |  |  |  | RB CLG SYSTEM L0GIC RBCW PUMP, DIVISI0N A, P-0001A2
964 | 1H23PL0305A | 1H23PL0305A-04 | 10305A04.SCH | 1R12 | 6N762-1 DCM3 | 1 | 1511 2503 | D | KWA1918AH | D | 32K | 0x00169968 |  |  |  | L0W V0LT DISTR SYS L0GIC LSWG BUS M0NIT0RING-DIGITAL LSWG-0 100A4
965 | 1H23PL0305A | 1H23PL0305A-05 | 10305A05.SCH | 1P21 | 6N762-1 DCM3 | 1 | 1509 2503 | C | KWA1918AH | C | 32K | 0x0017f6f8 | TM#34 | LT1-14517 | LT1-31113-1759 | RB CLG WATER SYSTEM L0GIC MBV-00 19A
966 | 1H23PL0305A | 1H23PL0305A-06 | 10305A06.SCH | 1P21 | 6N762-1 DCM3 | 1 | 1532 2503 | B | KWA1918AH | C | 32K | 0x0017f467 |  |  |  | RB CLG WATER SYSTEM L0GIC MBV-0037A
967 | 1H23PL0305A | 1H23PL0305A-07 | 10305A07.SCH | 1R12 | 6N762-1 DCM3 | 1 | 1480 2503 | B | KWA1918AH | C | 32K | 0x001795a5 |  |  |  | L0W V0LT DISTR SYS L0GIC LSWG PWR CTR 0100A4 MCC 0ll0A4 FDR BRKR
968 | 1H23PL0305A | 1H23PL0305A-08 | 10305A08.SCH | 1R12 | 6N762-1 DCM3 | 1 | 1488 2503 | B | KWA1918AH | C | 32K | 0x00179587 |  |  |  | L0W V0LT DISTR SYS L0GIC LSWG PWR CTR 0100A4 MCC 0120A4 FDR BRKR
969 | 1H23PL0305A | 1H23PL0305A-09 | 10305A09.SCH | 1P21 | 6N762-1 DCM3 | 1 | 1470 2503 | B | KWA1918AH | C | 32K | 0x0017f483 |  |  |  | RB CLG WATER SYSTEM L0GIC MBV-0044A
970 | 1H23PL0305A | 1H23PL0305A-10 | 10305A10.SCH | 1P21 | 6N762-1 DCM3 | 1 | 1530 2503 | B | KWA1918AH | C | 32K | 0x00182f17 |  |  |  | RB CLG WATER SYSTEM L0GIC MBV-0033A1
971 | 1H23PL0305A | 1H23PL0305A-11 | 10305A11.SCH | 1R12 | 6N762-1 DCM3 | 1 | 1848 5003 | B | KWA1918AH | C | 32K | 0x00179564 |  |  |  | L0W V0LT DISTR SYS L0GIC LSWG PWR CTR 0100A4 MCC 0130A4 FDR BRKR
972 | 1H23PL0305A | 1H23PL0305A-12 | 10305A12.SCH | 1R12 | 6N762-1 DCM3 | 1 | 1036 2503 | B | KWA1918AH | C | 32K | 0x00179546 |  |  |  | L0W V0LT DISTR SYS L0GIC LSWG PWR CTR 0100A4 MCC 0140A4 FDR BRKR
973 | 1H23PL0305A | 1H23PL0305A-13 | 10305A13.SCH | 1P21 | 6N762-1 DCM3 | 1 | 1051 2503 | B | KWA1918AH | C | 32K | 0x00182e76 |  |  |  | RB CLG WATER SYSTEM L0GIC MBV-0033A2
974 | 1H23PL0305A | 1H23PL0305A-14 | 10305A14.SCH | 1P21 | 6N762-1 DCM3 | 1 | 1033 2503 | B | KWA1918AH | C | 32K | 0x0017253e |  |  |  | RB CLG WATER SYS L0GIC' (DIV A) MKUP WTR T0 SURGE TANK ABV-0045A
975 | 1H23PL0305A | 1H23PL0305A-15 | 10305A15.SCH | 1R12 | 6N762-1 DCM3 | 1 | 1050 2503 | B | KWA1918AH | C | 32K | 0x0017962d |  |  |  | L0W V0LT DISTR SYS L0GIC P0WER CENTER MAIN BRKR LSWG-0 100A4
976 | 1H23PL0305A | 1H23PL0305A-16 | 10305A16.SCH | 1P21 | 6N762-1 DCM3 | 1 | 1027 2503 | C | KWA1918AH | D | 32K | 0x0018b376 |  |  |  | RB CLG WATER SYSTEM L0GIC MBV-0085B TRAIN 1
977 | 1H23PL0305A | 1H23PL0305A-17 | 10305A17.SCH | 1P21 | 6N762-1 DCM3 | 1 | 1026 2503 | B | KWA1918AH | C | 32K | 0x0017cdb5 |  |  |  | RB CLG WATER SYSTEM L0GIC MBV-0048A
978 | 1H23PL0305A | 1H23PL0305A-18 | 10305A18.SCH | 1P21 | 6N762-1 DCM3 | 1 | 1004 2503 | D | KWA1918AH | E | 32K | 0x001831ad |  |  |  | RB CLG WATER SYSTEM L0GIC MBV-00856 TRAIN 2
979 | 1H23PL0305A | 1H23PL0305A-19 | 10305A19.SCH | 1P21 | 6N762-1 DCM3 | 1 | 1012 2503 | C | KWA1918AH | D | 32K | 0x0018b0ef |  |  |  | RB CLG WATER SYSTEM L0GIC MBV-00758 TRAIN 1
980 | 1H23PL0305A | 1H23PL0305A-20 | 10305A20.SCH | 1R12 | 6N762-1 DCM3 | 1 | 0993 2503 | C | KWA1918AH | D | 32K | 0x0017a38c |  |  |  | L0W V0LT DISTR SYS L0GIC P0WER CENTER MAIN BRKR LSWG-0 100A4
981 | 1H23PL0305A | 1H23PL0305A-21 | 10305A21.SCH | 1P21 | 6N762-1 DCM3 | 1 | 0992 2503 | C | KWA1918AH | D | 32K | 0x00183105 |  |  |  | RB CLG WATER SYSTEM L0GIC MBV-00758 TRAIN 2
982 | 1H23PL0305A | 1H23PL0305A-22 | 10305A22.SCH | 1P21 | 6N762-1 DCM3 | 1 | 0988 2503 | B | KWA1918AH | C | 32K | 0x0018b50c |  |  |  | RB CLG WATER SYSTEM L0GIC MBV-0075A TRAIN 1
983 | 1H23PL0305A | 1H23PL0305A-23 | 10305A23.SCH | 1P21 | 6N762-1 DCM3 | 1 | 0994 2503 | B | KWA1918AH | C | 32K | 0x0018b06b |  |  |  | RB CLG WATER SYSTEM L0GIC MBV-0085A TRAIN 1
984 | 1H23PL0305A | 1H23PL0305A-24 | 10305A24.SCH | 1P21 | 6N762-1 DCM3 | 1 | 0991 2503 | C | KWA1918AH | D | 32K | 0x001832f0 |  |  |  | RB CLG WATER SYSTEM L0GIC MBV-0075A TRAIN 2
985 | 1H23PL0305A | 1H23PL0305A-25 | 10305A25.SCH | 1P21 | 6N762-1 DCM3 | 1 | 1818 2503 | C | KWA1918AH | D | 32K | 0x00183092 |  |  |  | RB CLG WATER SYSTEM L0GIC MBV-0085A TRAIN 2
986 | 1H23PL0305A | 1H23PL0305A-26 | 10305A26.SCH | 1T41 | 6N762-1 DCM3 | 1 | 1059 2503 | A | KWA1918AH | B | 32K | 0x001987bf |  |  |  | REACT0R BLDG HVAC SYS L0GIC RBSREEHV OUT OF SERVICE DIV A |  | FDI後新增
987 | 1H23PL0305A | 1H23PL0305A-43 | 10305A43.SCH | 1P21 | 6N766-1 AIM | 1 | 0169 3902 | C | KWA1918AH | C | 32K | 0x0017543b |  |  |  | RB CLG WATER SYSTEM L0GIC SYSTEM M0NIT0RING SAFETY (DIV A)
988 | 1H23PL0305A | 1H23PL0305A-44 | 10305A44.SCH | 1P21 | 6N769-1 TCM | 1 | 0137 0804 | B | KWA1918AH | C | 32K | 0x002202cd |  |  |  | RB CLG WATER SYSTEM L0GIC SYSTEM M0NIT0RING SAFETY (DIV A)
989 | 1H23PL0305A | 1H23PL0305A-45 | 10305A45.SCH | 1P21 | 6N766-1 AIM | 1 | 0540 5103 | F | KWA1918AH | C | 32K | 0x001846f3 |  |  |  | RB CLG WATER SYSTEM L0GIC SYSTEM M0NIT0RING SAFETY (DIV A)
990 | 1H23PL0305A | 1H23PL0305A-46 | 10305A46.SCH | 1P21 | 6N766-1 AIM | 1 | 0435 5103 | C | KWA1918AH | C | 32K | 0x0016fe74 |  |  |  | RB CLG WATER SYSTEM L0GIC SYSTEM M0NIT0RING SAFETY (DIV A)
991 | 1H23PL0305A | 1H23PL0305A-47 | 10305A47.SCH | 1R12 | 6N766-1 AIM | 1 | 0485 5103 | D | KWA1918AH | D | 32K | 0x0016fd02 |  |  |  | L0W V0LT DISTR SYS L0GIC LSWG BUS M0NIT0RING - ANAL0G
992 | 1H23PL0305A | 1H23PL0305A-48 | 10305A48.SCH | 1P21 | 6N769-1 TCM | 1 | 0067 4402 | B | KWA1918AH | C | 32K | 0x00228691 |  |  |  | RB CLG WATER SYSTEM L0GIC SYSTEM M0NIT0RING SAFETY (DIV A)
993 | 1H23PL0305B | 1H23PL0305B-N1 |  | H23 | 6N754-1 NIM | 2 | 0245 1511 | [10 empty] | 1.105.06.01以自購備品更換2.0217→0245
994 | 1H23PL0305B | 1H23PL0305B-N2 |  | H23 | 6N754-1 NIM | 2 | 0137 4903 | [10 empty] | 1.105.10.12以洪總提供之備品更換2.0061→0137
995 | 1H23PL0305B | 1H23PL0305B-PS1 |  | H23 | 8N76-1 9N188 | 2 | 097
996 | 1H23PL0305B | 1H23PL0305B-PS2 |  | H23 | 8N76-1 9N188 | 2 | 101
997 | 1H23PL0305B | 1H23PL0305B-01 | 10305B01.SCH | 1P21 | 6N762-1 DCM3 | 2 | 1917 5003 | J | KWA1918AH | D | 32K | 0x00199adf |  |  |  | RB CLG SYSTEM L0GIC RBCW PUMP, DIVISI0N B, P-0001B1
998 | 1H23PL0305B | 1H23PL0305B-02 | 10305B02.SCH | 1P21 | 6N762-1 DCM3 | 2 | 1988 5003 | J | KWA1918AH |  | 32K | 0x0019598b |  |  |  | RB CLG SYSTEM L0GIC RBCW PUMP, DIVISI0N B, P-0001B2
999 | 1H23PL0305B | 1H23PL0305B-03 | 10305B03.SCH | 1T41 | 6N762-1 DCM3 | 2 | 1989 5003 | D | KWA1918AH | D | 32K | 0x00192ae8 |  |  |  | REACT0R BLDG HVAC SYS L0GIC RBSREHV - HPCF 6 RHR PUMP RM B AHU-0l02B 6 AHU-01038
1000 | 1H23PL0305B | 1H23PL0305B-04 | 10305B04.SCH | 1T41 | 6N762-1 DCM3 | 2 | 1986 5003 | D | KWA1918AH | D | 32K | 0x00194073 |  |  |  | REACT0R BLDG HVAC SYS L0GIC RBSRDGHV DIV B FAN-050281
1001 | 1H23PL0305B | 1H23PL0305B-05 | 10305B05.SCH | 1P21 | 6N762-1 DCM3 | 2 | 1990 5003 | C | KWA1918AH | C | 32K | 0x0017f755 |  |  |  | RB CLG WATER SYSTEM L0GIC MBV-00 19B
1002 | 1H23PL0305B | 1H23PL0305B-06 | 10305B06.SCH | 1P21 | 6N762-1 DCM3 | 2 | 1916 5003 | B | KWA1918AH | C | 32K | 0x0017f69a |  |  |  | RB CLG WATER SYSTEM L0GIC MBV-0037B
1003 | 1H23PL0305B | 1H23PL0305B-07 | 10305B07.SCH | 1T41 | 6N762-1 DCM3 | 2 | 1839 5003 | C | KWA1918AH | D | 32K | 0x001943f0 |  |  |  | REACT0R BLDG HVAC SYS L0GIC RBSRDGHV DIV B FAN-0502B2
1004 | 1H23PL0305B | 1H23PL0305B-08 | 10305B08.SCH | 1T41 | 6N762-1 DCM3 | 2 | 1984 5003 | E | KWA1918AH | C | 32K | 0x00193cc6 |  |  |  | REACT0R BLDG HVAC SYS L0GIC RBSREEHV DIV B EXHAUST FAN-060 181
1005 | 1H23PL0305B | 1H23PL0305B-09 | 10305B09.SCH | 1P21 | 6N762-1 DCM3 | 2 | 1983 5003 | B | KWA1918AH | C | 32K | 0x0017f680 |  |  |  | RB CLG WATER SYSTEM L0GIC MBV-0044B
1006 | 1H23PL0305B | 1H23PL0305B-10 | 10305B10.SCH | 1P21 | 6N762-1 DCM3 | 2 | 1918 5003 | B | KWA1918AH | C | 32K | 0x00182feb |  |  |  | RB CLG WATER SYSTEM L0GIC MBV-0033B 1
1007 | 1H23PL0305B | 1H23PL0305B-11 | 10305B11.SCH | 1T41 | 6N762-1 DCM3 | 2 | 1904 5003 | C | KWA1918AH | C | 32K | 0x00185bdb |  |  |  | REACT0R BLDG HVAC SYS L0GIC SPLY DUCT T0 RM 522 ABD-0536B＆ABD-0347B
1008 | 1H23PL0305B | 1H23PL0305B-12 | 10305B12.SCH | 1T41 | 6N762-1 DCM3 | 2 | 1954 5003 | B | KWA1918AH | C | 32K | 0x00181b11 |  |  |  | REACT0R BLDG HVAC SYS L0GIC RBSREEHV EXH FAN-0601B1 INL ISLN DMPR, MBD-025381
1009 | 1H23PL0305B | 1H23PL0305B-13 | 10305B13.SCH | 1P21 | 6N762-1 DCM3 | 2 | 1851 5003 | B | KWA1918AH | C | 32K | 0x00183015 |  |  |  | RB CLG WATER SYSTEM L0GIC MBV-0033B2
1010 | 1H23PL0305B | 1H23PL0305B-14 | 10305B14.SCH | 1P21 | 6N762-1 DCM3 | 2 | 2008 5003 | B | KWA1918AH | C | 32K | 0x0017c30a |  |  |  | RB CLG WATER SYS L0GIC (DIV B) MKUP WTR T0 SURGE TANK ABV-0045B PCV INBD TEST ISLN VLV ABV-0124B
1011 | 1H23PL0305B | 1H23PL0305B-15 | 10305B15.SCH | 1T41 | 6N762-1 DCM3 | 2 | 1995 5003 | B | KWA1918AH | C | 32K | 0x00172b9b |  |  |  | REACT0R BLDG HVAC SYS L0GIC RTN DUCT FR0M RM 423 ABD-0537B
1012 | 1H23PL0305B | 1H23PL0305B-16 | 10305B16.SCH | 1T41 | 6N762-1 DCM3 | 2 | 1971 5003 | F | KWA1918AH | D | 32K | 0x00193b9b |  |  |  | REACT0R BLDG HVAC SYS L0GIC RBSREEHV DIV B EXHAUST FAN-0601B2
1013 | 1H23PL0305B | 1H23PL0305B-17 | 10305B17.SCH | 1P21 | 6N762-1 DCM3 | 2 | 1844 5003 | B | KWA1918AH | C | 32K | 0x0017cb59 |  |  |  | RB CLG WATER SYS L0GIC (DIV B) SPCU MKUP T0 SRG TANK MBV-0048B
1014 | 1H23PL0305B | 1H23PL0305B-18 | 10305B18.SCH | 1T41 | 6N762-1 DCM3 | 2 | 1991 5003 | E | KWA1918AH | D | 32K | 0x0018b70c | TM#19 | LT1-10349/12086 | LT1-31113-1344/1486 | REACT0R BLDG HVAC SYS L0GIC RBSREHV - FCS R00M 6 AHU-040 1B
1015 | 1H23PL0305B | 1H23PL0305B-19 | 10305B19.SCH | 1T41 | 6N762-1 DCM3 | 2 | 1992 5003 | B | KWA1918AH | C | 32K | 0x00181a86 |  |  |  | REACT0R BLDG HVAC SYS L0GIC RBSREEHV EXH FAN-060182 0UT ISLN DMPR, MBD-025482
1016 | 1H23PL0305B | 1H23PL0305B-20 | 10305B20.SCH | 1T41 | 6N762-1 DCM3 | 2 | 1970 5003 | B | KWA1918AH | C | 32K | 0x00181a60 |  |  |  | REACT0R BLDG HVAC SYS L0GIC RBSREEHV EXH FAN-060lB2 INL ISLN DMPR, MBD-025382
1017 | 1H23PL0305B | 1H23PL0305B-23 | 10305B23.SCH | 1T41 | 6N762-1 DCM3 | 2 | 1842 5003 | B | KWA1918AH | C | 32K | 0x0017fdc3 |  |  |  | REACT0R BLDG HVAC SYS L0GIC RBSREEHV SM0KE FAN-0609B INL ISLN DMPR, MBD-0257B
1018 | 1H23PL0305B | 1H23PL0305B-24 | 10305B24.SCH | 1T41 | 6N762-1 DCM3 | 2 | 0524 4202 | B | KWA1918AH | C | 32K | 0x00181a3f |  |  |  | REACT0R BLDG HVAC SYS L0GIC RBSREEHV EXH FAN-060181 0UT ISLN DMPR. MBD-0254B1
1019 | 1H23PL0305B | 1H23PL0305B-25 | 10305B25.SCH | 1T41 | 6N762-1 DCM3 | 2 | 0521 4202 | B | KWA1918AH | C | 32K | 0x0017fce6 |  |  |  | REACT0R BLDG HVAC SYS L0GIC RBSREEHV SM0KE FAN-06098 0UT ISLN DMPR. MBD-02588
1020 | 1H23PL0305B | 1H23PL0305B-26 | 10305B26.SCH | 1T41 | 6N762-1 DCM3 | 2 | 0502 4202 | C | KWA1918AH | C | 32K | 0x0017a716 |  |  |  | REACT0R BLDG HVAC SYS L0GIC RBSRDGHV DIV B FAN-0502B16B2 INL ISLN DMPR. ABD-0343Bl/B2
1021 | 1H23PL0305B | 1H23PL0305B-27 | 10305B27.SCH | 1T41 | 6N762-1 DCM3 | 2 | 0500 4202 | C | KWA1918AH | C | 32K | 0x00185490 |  |  |  | REACT0R BLDG HVAC SYS L0GIC RBSREHV - SGT EQUIP R00M B AHU-0602B
1022 | 1H23PL0305B | 1H23PL0305B-28 | 10305B28.SCH | 1P21 | 6N762-1 DCM3 | 2 | 0539 4202 | B | KWA1918AH | C | 32K | 0x0018b8bc |  |  |  | RB CLG WATER SYSTEM L0GIC MBV-0084A TRAIN 1
1023 | 1H23PL0305B | 1H23PL0305B-29 | 10305B29.SCH | 1P21 | 6N762-1 DCM3 | 2 | 1054 2503 | B | KWA1918AH | C | 32K | 0x0018afde |  |  |  | RB CLG WATER SYSTEM L0GIC MBV-0084B TRAIN 1
1024 | 1H23PL0305B | 1H23PL0305B-30 | 10305B30.SCH | 1P21 | 6N762-1 DCM3 | 2 | 1023 2503 | C | KWA1918AH | D | 32K | 0x00183310 |  |  |  | RB CLG WATER SYSTEM L0GIC MBV-0084A TRAIN 2
1025 | 1H23PL0305B | 1H23PL0305B-31 | 10305B31.SCH | 1P21 | 6N762-1 DCM3 | 2 | 1032 2503 | C | KWA1918AH | D | 32K | 0x0018298c |  |  |  | RB CLG WATER SYSTEM L0GIC MBV-0084B TRAIN 2
1026 | 1H23PL0305B | 1H23PL0305B-33 | 10305B33.SCH | 1T41 | 6N765-1 ACM | 2 | 0242 4303 | C | KWA1918AH | D | 32K | 0x0023efa0 |  |  |  | RBSREHV - RHR PUMP R00M B AHU-0103B INLET / 0UTLET TEMPERATURE 6 DELTA T
1027 | 1H23PL0305B | 1H23PL0305B-34 | 10305B34.SCH | 1T41 | 6N769-1 TCM | 2 | 0164 1208 | C | KWA1918AH | D | 32K | 0x0021d4ff |  |  |  | REACT0R BLDG HVAC SYS L0GIC RBSREEHV AHU-0608B RTN AIR TEMP
1028 | 1H23PL0305B | 1H23PL0305B-35 | 10305B35.SCH | 1T41 | 6N766-1 AIM | 2 | 0124 3902 | H | KWA1918AH | D | 32K | 0x00176100 |  |  |  | REACT0R BLDG HVAC SYS L0GIC RBSRDGHV, RBSREEHV DIV B FAN-0502A 1/A2, -060 1A 1/A2, -060882
1029 | 1H23PL0305B | 1H23PL0305B-36 | 10305B36.SCH | 1T41 | 6N769-1 TCM | 2 | 0165 1208 | D | KWA1918CL | D | 128K | 0x002306d9 |  |  |  | REACT0R BLDG HVAC SYS L0GIC RBSREHV AND RBSREEHV AHU-0 1038, C FAN-0608B1.82
1030 | 1H23PL0305B | 1H23PL0305B-37 | 10305B37.SCH | 1T41 | 6N766-1 AIM | 2 | 0504 5103 | E | KWA1918AH | C | 32K | 0x0017b8f5 |  |  |  | REACT0R BLDG HVAC SYS L0GIC RBSREEHV DIV B FAN-0608B1. MCD-0448B
1031 | 1H23PL0305B | 1H23PL0305B-38 | 10305B38.SCH | 1T41 | 6N769-1 TCM | 2 | 0168 1208 | C | KWA1918AH | D | 32K | 0x00228aa5 |  |  |  | REACT0R BLDG HVAC SYS L0GIC RWCU LEAK DETECTI0N Q RWCU NRHX DUCT TEMP
1032 | 1H23PL0305B | 1H23PL0305B-40 | 10305B40.SCH | 1T41 | 6N769-1 TCM | 2 | 0170 1208 | B | KWA1918AH | C | 32K | 0x0022bd3e |  |  |  | REACT0R BLDG HVAC SYS L0GIC RBSREHV RHR/RCIC AHU-0103A/B/60104A 6 RWCU NRHX DUCT TEMP
1033 | 1H23PL0305B | 1H23PL0305B-41 | 10305B41.SCH | 1P21 | 6N766-1 AIM | 2 | 0490 5103 | C | KWA1918AH | C | 32K | 0x001763f3 |  |  |  | RB CLG WATER SYSTEM L0GIC SYSTEM M0NIT0RING SAFETY (DIV B)
1034 | 1H23PL0305B | 1H23PL0305B-42 | 10305B42.SCH | 1P21 | 6N769-1 TCM | 2 | 0188 1208 | B | KWA1918CL | C | 128K | 0x00229f1f |  |  |  | RB CLG WATER SYSTEM L0GIC SYSTEM M0NIT0RING SAFETY (DIV 0)
1035 | 1H23PL0305B | 1H23PL0305B-43 | 10305B43.SCH | 1P21 | 6N766-1 AIM | 2 | 0517 5103 | C | KWA1918AH | C | 32K | 0x0016e944 |  |  |  | RB CLG WATER SYSTEM L0GIC SYSTEM M0NIT0RING SAFETY (DIV B)
1036 | 1H23PL0305B | 1H23PL0305B-44 | 10305B44.SCH | 1P21 | 6N769-1 TCM | 2 | 0162 1208 | B | KWA1918AH | C | 32K | 0x00225fa4 |  |  |  | RB CLG WATER SYSTEM L0GIC SYSTEM M0NIT0RING SAFETY (DIV B)
1037 | 1H23PL0305B | 1H23PL0305B-45 | 10305B45.SCH | 1P21 | 6N766-1 AIM | 2 | 0516 5103 | F | KWA1918AH | C | 32K | 0x001846db |  |  |  | RB CLG WATER SYSTEM L0GIC SYSTEM M0NIT0RING SAFETY (DIV B)
1038 | 1H23PL0305B | 1H23PL0305B-46 | 10305B46.SCH | 1R13 | 6N766-1 AIM | 2 | 0117 3902 | C | KWA1918AH | C | 32K | 0x0016a3fd |  |  |  | VITAL AC P0WER SUPPLY L0GIC CLASS 1E CVCF DIV 2 CVCF-0000B4
1039 | 1H23PL0305B | 1H23PL0305B-47 | 10305B47.SCH | 1P21 | 6N766-1 AIM | 2 | 0491 5103 | A | KWA1918AH | B | 32K | 0x0017131e |  |  |  | RB CLG WATER SYSTEM L0GIC SYSTEM M0NIT0RING SAFETY (DIV B)
1040 | 1H23PL0305B | 1H23PL0305B-48 | 10305B48.SCH | 1P25 | 6N768-1 AOM | 2 | 0052 0204 | A | KWA1918AH | B | 32K | 0x00178d40 |  |  |  | EMER CHILLED WTR SYS L0GIC DIV I1 RB SREE ECW RTN VLV ACV-00 168
1041 | 1H23PL0305C | 1H23PL0305C-N1 |  | H23 | 6N754-1 NIM | 3 | 0221 4903
1042 | 1H23PL0305C | 1H23PL0305C-N2 |  | H23 | 6N754-1 NIM | 3 | 0127 4903
1043 | 1H23PL0305C | 1H23PL0305C-PS1 |  | H23 | 8N76-1 9N188 | 3 | 036
1044 | 1H23PL0305C | 1H23PL0305C-PS2 |  | H23 | 8N76-1 9N188 | 3 | 034
1045 | 1H23PL0305C | 1H23PL0305C-01 | 10305C01.SCH | 1R11 | 6N762-1 DCM3 | 3 | 1448 2503 | F | KWA1918AH | E | 32K | 0x001848f4 |  |  |  | MED V0LTAGE DIST SYS L0GIC 4.16KV 4.16KV SWGR C4 PWR CTR ALTN PREF P0WER SUPPLY BRKR IB (DIV 111)
1046 | 1H23PL0305C | 1H23PL0305C-02 | 10305C02.SCH | 1R11 | 6N762-1 DCM3 | 3 | 1504 2503 | E | KWA1918AH | D | 32K | 0x00180c23 |  |  |  | MED V0LTAGE DIST SYS L0GIC 4.16KV SWGR C4 PWR CTR ALTN PREF PWR SPLY BRKR 28 DIVISI0N I11
1047 | 1H23PL0305C | 1H23PL0305C-03 | 10305C03.SCH | 1R11 | 6N762-1 DCM3 | 3 | 1503 2503 | F | KWA1918AH | E | 32K | 0x001847b0 |  |  |  | MED V0LTAGE DIST SYS L0GIC 4.16KV SWGR C4 PWR CTR N0RM PREF PWR SPLY BRKR 13A DIVISI0N I11
1048 | 1H23PL0305C | 1H23PL0305C-04 | 10305C04.SCH | 1R11 | 6N762-1 DCM3 | 3 | 1502 2503 | B | KWA1918AH | C | 32K | 0x0016439e |  |  |  | MED V0LTAGE DIST SYS L0GIC 4.16KV DIVISI0N I11 MISC INPUTS BREAKERS 16, 26 AND 13A
1049 | 1H23PL0305C | 1H23PL0305C-05 | 10305C05.SCH | 1R11 | 6N762-1 DCM3 | 3 | 1914 5003 | D | KWA1918AH | D | 32K | 0x0017b6b2 |  |  |  | MED V0LTAGE DIST SYS L0GIC 4.16KV SWGR C4 TIE BRKR 38 T0 BUS 54 (DIV 111)
1050 | 1H23PL0305C | 1H23PL0305C-06 | 10305C06.SCH | 1R11 | 6N762-1 DCM3 | 3 | 1862 5003 | B | KWA1918AH | C | 32K | 0x0016a475 |  |  |  | MED V0LTAGE DIST SYS L0GIC 4.16KV SWGR C4 EDG 1C SPLY BRKR 5A DIVISI0N I11
1051 | 1H23PL0305C | 1H23PL0305C-07 | 10305C07.SCH | 1R11 | 6N762-1 DCM3 | 3 | 1961 5003 | C | KWA1918AH | D | 32K | 0x0017d085 |  |  |  | MED V0LTAGE 0IST SYS L0GIC 4.16KV SWGR C4 MSTRT FDR BRKR 9A (DIV 111)
1052 | 1H23PL0305C | 1H23PL0305C-08 | 10305C08.SCH | 1R11 | 6N762-1 DCM3 | 3 | 1928 5003 | J | KWA1918AH | E | 32K | 0x0017c62f | TM#19 | LT1-10349/12086 | LT1-31113-1344/1486 | MED V0LTAGE DIST SYS L0GIC 4.16KV SWGR C4 BUS RELAYING AND ALARMS DIVISI0N I11
1053 | 1H23PL0305C | 1H23PL0305C-09 | 10305C09.SCH | 1R11 | 6N762-1 DCM3 | 3 | 1906 5003 | C | KWA1918AH | D | 32K | 0x0017c4c8 |  |  |  | MED V0LTAGE DIST SYS L0GIC 4.16KV SWGR C4 PWR CTR FDR BRKR 6A (DIV 111)
1054 | 1H23PL0305C | 1H23PL0305C-10 | 10305C10.SCH | 1R11 | 6N762-1 DCM3 | 3 | 1910 5003 | E | KWA1918AH | D | 32K | 0x00185241 |  |  |  | MED V0LTAGE DIST SYS L0GIC 4.16KV SWGR C4 PWR CTR FEEDER BREAKER 66
1055 | 1H23PL0305C | 1H23PL0305C-11 | 10305C11.SCH | 1R11 | 6N762-1 DCM3 | 3 | 1907 5003 | C | KWA1918AH | D | 32K | 0x0017d0ac |  |  |  | MED V0LTAGE DIST SYS L0GIC 4.16KV SWGR C4 MSTRT FDR BRKR 9B (DIV 111)
1056 | 1H23PL0305C | 1H23PL0305C-12 | 10305C12.SCH | 1T49 | 6N762-1 DCM3 | 3 | 1908 5003 | J | KWA1918AH |  | 32K | 0x0019dec4 | TM#19 | LT1-10349/12086 | LT1-31113-1344/1486 | FLAMMABILITY C0NTR0L L0GIC DW T0 RCB C. IS0L VALVE MBV-000lC. DIV I11
1057 | 1H23PL0305C | 1H23PL0305C-13 | 10305C13.SCH | 1T49 | 6N762-1 DCM3 | 3 | 1909 5003 | D | KWA1918AH | D | 32K | 0x0017eae9 | TM#19 | LT1-10349/12086 | LT1-31113-1344/1486 | FLAMMABILITY C0NTR0L L0GIC RCB C RHR CLG WTR ISDL VALVE MBV-00I0C. DIV I11
1058 | 1H23PL0305C | 1H23PL0305C-14 | 10305C14.SCH | 1T49 | 6N762-1 DCM3 | 3 | 1861 5003 | D | KWA1918AH | D | 32K | 0x001847b5 | TM#19 | LT1-10349/12086 | LT1-31113-1344/1486 | FLAMMABILITY C0NTR0L L0GIC DW T0 RCB C. IS0L VALVE MBV-0002C. DIV I11
1059 | 1H23PL0305C | 1H23PL0305C-15 | 10305C15.SCH | 1T49 | 6N762-1 DCM3 | 3 | 1999 5003 | G | KWA1918AH |  | 32K | 0x0018477a | TM#19 | LT1-10349/12086 | LT1-31113-1344/1486 | FLAMMABILITY C0NTR0L L0GIC RCB C T0 WW, IS0L VALVE MBV-0004C. DIV I11
1060 | 1H23PL0305C | 1H23PL0305C-16 | 10305C16.SCH | 1T62 | 6N762-1 DCM3 | 3 | 1997 5003 | B | KWA1918AH | C | 32K | 0x0018261a |  |  |  | CNTMT M0NIT0RING L0GIC SAMPLE VALVES SBV-0004C & SBV-0009C DIV I11
1061 | 1H23PL0305C | 1H23PL0305C-17 | 10305C17.SCH | 1T49 | 6N762-1 DCM3 | 3 | 1996 5003 | D | KWA1918AH | D | 32K | 0x00184787 | TM#19 | LT1-10349/12086 | LT1-31113-1344/1486 | FLAMMABILITY C0NTR0L L0GIC RCB C EFL WW, IS0L VALVE MBV-0005C. DIV 111
1062 | 1H23PL0305C | 1H23PL0305C-18 | 10305C18.SCH | 1T62 | 6N762-1 DCM3 | 3 | 2015 5003 | A | KWA1918AH | B | 32K | 0x00173282 |  |  |  | C0NTAINMENT M0NIT0RING L0GIC INSTRUMENT SENSING LINE VALVES SBV-0701C, SBV-0703C DIV I11
1063 | 1H23PL0305C | 1H23PL0305C-19 | 10305C19.SCH | 1T62 | 6N762-1 DCM3 | 3 | 1998 5003 | A | KWA1918AH | B | 32K | 0x00173304 |  |  |  | C0NTAINMENT M0NIT0RING L0GIC INSTRUMENT SENSING LINE VALVES SBV-0705C, SBV-0707C DIV I11
1064 | 1H23PL0305C | 1H23PL0305C-20 | 10305C20.SCH | 1T62 | 6N762-1 DCM3 | 3 | 2000 5003 | A | KWA1918AH | B | 32K | 0x001733fe |  |  |  | C0NTAINMENT M0NIT0RING L0GIC INSTRUMENT SENSING LINE VALVES SBV-0765C, SBV-0767C DIV I11
1065 | 1H23PL0305C | 1H23PL0305C-21 | 10305C21.SCH | 1T49 | 6N762-1 DCM3 | 3 | 0906 4202 | G | KWA1918AH |  | 32K | 0x001628a8 |  |  |  | FLAMMABILITY C0NTR0L L0GIC RCB UNIT C INTERFACE SIGNAL DIV I11
1066 | 1H23PL0305C | 1H23PL0305C-22 | 10305C22.SCH | 1T49 | 6N762-1 DCM3 | 3 | 0904 4202 | F | KWA1918AH |  | 32K | 0x001629c1 |  |  |  | FLAMMABILITY C0NTR0L L0GIC RCB C REC UNIT C INTERFACE SIGNALS DIV I11
1067 | 1H23PL0305C | 1H23PL0305C-23 | 10305C23.SCH | 1T62 | 6N762-1 DCM3 | 3 | 0907 4202 | B | KWA1918AH | C | 32K | 0x00162da8 |  |  |  | CNTMT M0NIT0RING L0GIC SAMPLE VALVES SBV-0004C & SBV-0009C, DIV I11
1068 | 1H23PL0305C | 1H23PL0305C-24 |  | 1T49 | 6N762-1 DCM3 | 3 | 0464 4202 | A | KWA1918AH |  | 32K | 0x00162c9a |  |  |  | FLAMMABILITY CONTROL LOGIC RCB UNIT C INTERFACE SIGNAL DIV III |  | T49新增模組，GE未提供，須追蹤
1069 | 1H23PL0305C | 1H23PL0305C-25 | 10305C25.SCH | 1T49 | 6N762-1 DCM3 | 3 | 0859 4202 | B | KWA1918AH | B | 32K | 0x00183c93 |  |  |  | FLAMMABILITY CONTROL LOGIC RCB UNIT C INTERFACE SIGNALS AND FCS SYSTEM OUT OF SERVICE DIV III |  | FDI後新增
1070 | 1H23PL0305C | 1H23PL0305C-26 |  | 1T49 | 6N762-1 DCM3 | 3 | 0095 4202 | A | KWA1918AH |  | 32K | 0x001628f3 |  |  |  | FLAMMABILITY CONTROL LOGIC RCB UNIT C INTERFACE SIGNAL DIV III |  | T49新增模組，GE未提供，須追蹤
1071 | 1H23PL0305C | 1H23PL0305C-31 | 10305C31.SCH | 1T41 | 6N762-1 DCM3 | 3 | 0905 4202 | C | KWA1918AH | C | 32K | 0x00185f92 | TM#19 | LT1-10349/12086 | LT1-31113-1344/1486 | REACT0R BLDG HVAC SYS L0GIC RBSREHV - CMS R00M C AHU-0604C
1072 | 1H23PL0305C | 1H23PL0305C-35 | 10305C35.SCH | 1T62 | 6N770-1 RTD | 3 | 0046 4903 | E | KWA1918AH | C | 32K | 0x0019fe06 |  |  |  | CNTMT M0NIT0RING L0GIC WETWELL TEMP INDICATI0NS AND ALARMS
1073 | 1H23PL0305C | 1H23PL0305C-36 | 10305C36.SCH | 1T49 | 6N766-1 AIM | 3 | 0109 3902 | D | KWA1918AH | D | 32K | 0x0016fd82 |  |  |  | FLAMMABILITY C0NTR0L L0GIC RCB UNIT C INTERFACE SIGNALS DIV I I I |  | FDI後新增
1074 | 1H23PL0305C | 1H23PL0305C-37 | 10305C37.SCH | 1T49 | 6N766-1 AIM | 3 | 0093 3902 | E | KWA1918AH | D | 32K | 0x0016fd85 |  |  |  | FLAMMABILITY C0NTR0L L0GIC RCB UNIT C INTERFACE SIGNALS DIV I I I |  | FDI後新增
1075 | 1H23PL0305C | 1H23PL0305C-38 | 10305C38.SCH | 1T62 | 6N766-1 AIM | 3 | 0161 3902 | F | KWA1918AH | D | 32K | 0x00170a1b | TM#19 | LT1-10349/12086 | LT1-31113-1344/1486 | CNTMT M0NIT0RING L0GIC PRESSURE/LEVEL INDICATI0NS AND ALARMS DIV I11
1076 | 1H23PL0305C | 1H23PL0305C-39 | 10305C39.SCH | 1R11 | 6N766-1 AIM | 3 | 0129 3902 | C | KWA1918AH | C | 32K | 0x0016b718 |  |  |  | MED V0LTAGE DIST SYS L0GIC 4.16KV SWGR C4 PWR CTR FDR BRKR 6B DIVISI0N I11
1077 | 1H23PL0305C | 1H23PL0305C-40 | 10305C40.SCH | 1R11 | 6N766-1 AIM | 3 | 0166 3902 | B | KWA1918AH | B | 32K | 0x0016df73 |  |  |  | MED V0LTAGE DIST SYS L0GIC 4.16KV SWGR C4 MSTRT FDR BRKR 9A ANAL0G INPUTS DIVISI0N I11
1078 | 1H23PL0305C | 1H23PL0305C-41 | 10305C41.SCH | 1R11 | 6N766-1 AIM | 3 | 0107 3902 | C | KWA1918AH | C | 32K | 0x0016df76 |  |  |  | MED V0LTAGE DIST SYS L0GIC 4.16KV SWGR C4 MSTRT FDR BKR 96 ANAL0G INSTRUMENTS DIVISI0N I11
1079 | 1H23PL0305C | 1H23PL0305C-42 | 10305C42.SCH | 1R11 | 6N766-1 AIM | 3 | 0152 3902 | A | KWA1918AH | B | 32K | 0x00171329 |  |  |  | MED V0LTAGE DIST SYS L0GIC 4.16KV SWGR C4 N0RM PREF PWR SPLY BRKR 13A
1080 | 1H23PL0305C | 1H23PL0305C-43 | 10305C43.SCH | 1R11 | 6N765-1 ACM | 3 | 0055 4202 | D | KWA1918AH | D | 32K | 0x00239c3f |  |  |  | MED V0LTAGE DIST SYS 4.16KV SWGR C4 AVERAGE V0LTAGE DIVISI0N I11
1081 | 1H23PL0305C | 1H23PL0305C-44 | 10305C44.SCH | 1R11 | 6N766-1 AIM | 3 | 0548 5103 | A | KWA1918AH | B | 32K | 0x0017132d |  |  |  | MED V0LTAGE DIST SYS L0GIC 4.16KV SWGR C4 ALTN PREF PWR SPLY BRKR 16
1082 | 1H23PL0305C | 1H23PL0305C-45 | 10305C45.SCH | 1R11 | 6N766-1 AIM | 3 | 0097 3902 | C | KWA1918AH | C | 32K | 0x00171331 |  |  |  | ME0 V0LTAGE DIST SYS L0GIC 4.16KV SWGR C4 ALTN PREF PWR SPLY BRKR 26
1083 | 1H23PL0305C | 1H23PL0305C-46 | 10305C46.SCH | 1R11 | 6N766-1 AIM | 3 | 0149 3902 | A | KWA1918AH | B | 32K | 0x00171331 |  |  |  | MED V0LTAGE DIST SYS L0GIC 4.16KV SWGR C4 TIE BRKR 38 T0 BUS S4
1084 | 1H23PL0305C | 1H23PL0305C-47 | 10305C47.SCH | 1R11 | 6N766-1 AIM | 3 | 0172 3902 | B | KWA1918AH | C | 32K | 0x0016b71e |  |  |  | MED V0LTAGE DIST SYS L0GIC 4.16KV SWGR C4 BUS V0LTS DIVISI0N I11
1085 | 1H23PL0305C | 1H23PL0305C-48 | 10305C48.SCH | 1R11 | 6N766-1 AIM | 3 | 0496 5103 | A | KWA1918AH | B | 32K | 0x0016b71f |  |  |  | MED V0LTAGE DIST SYS L0GIC 4.16KV SWGR C4 INSTRUMENTS DIVISI0N I11
1086 | 1H23PL0306A | 1H23PL0306A-N1 |  | H23 | 6N754-1 NIM | 1 | 0163 4903
1087 | 1H23PL0306A | 1H23PL0306A-N2 |  | H23 | 6N754-1 NIM | 1 | 0179 4903
1088 | 1H23PL0306A | 1H23PL0306A-PS1 |  | H23 | 8N76-1 9N188 | 1 | 007
1089 | 1H23PL0306A | 1H23PL0306A-PS2 |  | H23 | 8N76-1 9N188 | 1 | 165
1090 | 1H23PL0306A | 1H23PL0306A-01 | 10306A01.SCH | 1T41 | 6N762-1 DCM3 | 1 | 0558 4202 | C | KWA1918AH | D | 32K | 0x00182830 |  |  |  | REACT0R BLDG HVAC SYS L0GIC RBSREEHV SPLY FAN-0608A2 0UT ISLN DMPR, MBD-0210A2
1091 | 1H23PL0306A | 1H23PL0306A-04 | 10306A04.SCH | 1T41 | 6N762-1 DCM3 | 1 | 0571 4202 | F | KWA1918AH | E | 32K | 0x0019126f |  |  |  | REACT0R BLDG HVAC SYS L0GIC RBSREEHV DIV A SPLY FAN-0608A1
1092 | 1H23PL0306A | 1H23PL0306A-05 | 10306A05.SCH | 1T62 | 6N762-1 DCM3 | 1 | 0560 4202 | A | KWA1918AH | B | 32K | 0x00173349 |  |  |  | C0NTAINMENT M0NIT0RING L0GIC INSTRUMENT SENSING LINE VALVES SBV-0713A, SBV-0721A DIV I
1093 | 1H23PL0306A | 1H23PL0306A-06 | 10306A06.SCH | 1T62 | 6N762-1 DCM3 | 1 | 0561 4202 | A | KWA1918AH | B | 32K | 0x0017334a |  |  |  | C0NTAINMENT M0NIT0RING L0GIC INSTRUMENT SENSING LINE VALVES SBV-0701A, SBV-0703A DIV I
1094 | 1H23PL0306A | 1H23PL0306A-07 | 10306A07.SCH | 1T41 | 6N762-1 DCM3 | 1 | 1802 2503 | E | KWA1918AH | D | 32K | 0x0017255e |  |  |  | REACT0R BLDG HVAC SYS L0GIC AIR INL DMPR, MCD-0448A RBSREEHV 0UT 0F SERVICE DIV A
1095 | 1H23PL0306A | 1H23PL0306A-08 | 10306A08.SCH | 1T41 | 6N762-1 DCM3 | 1 | 0405 4202 | D | KWA1918AH | E | 32K | 0x0018295a |  |  |  | REACT0R BLDG HVAC SYS L0GIC RBSREEHV SPLY FAN-0608A1 INL ISLN DMPR. MBD-0209A1
1096 | 1H23PL0306A | 1H23PL0306A-09 | 10306A09.SCH | 1T62 | 6N762-1 DCM3 | 1 | 0417 4202 | B | KWA1918AH | C | 32K | 0x0017c56c |  |  |  | C0NTAINMENT M0NIT0RING L0GIC P0ST ACCIDENT SAMPLING VALVES SBV-0013A, SBV-0014A DIV I
1097 | 1H23PL0306A | 1H23PL0306A-10 | 10306A10.SCH | 1T62 | 6N762-1 DCM3 | 1 | 0416 4202 | B | KWA1918AH | C | 32K | 0x0017c5e5 |  |  |  | C0NTAINMENT M0NIT0RING L0GIC P0ST ACCIDENT SAMPLING VALVES SBV-0015, SBV-0021 DIV I
1098 | 1H23PL0306A | 1H23PL0306A-11 | 10306A11.SCH | 1T41 | 6N762-1 DCM3 | 1 | 0389 4202 | G | KWA1918AH | E | 32K | 0x00191050 |  |  |  | REACT0R BLDG HVAC SYS L0GIC RBSREEHV DIV A SPLY FAN-0608A2
1099 | 1H23PL0306A | 1H23PL0306A-12 | 10306A12.SCH | 1T41 | 6N762-1 DCM3 | 1 | 0418 4202 | D | KWA1918AH | E | 32K | 0x00192f8b |  |  |  | REACT0R BLDG HVAC SYS L0GIC FAN-0608A1, MBD-0210Al RBSRDGHV 0UT 0F SERVICE DIV A
1100 | 1H23PL0306A | 1H23PL0306A-13 | 10306A13.SCH | 1T62 | 6N762-1 DCM3 | 1 | 0440 4202 | B | KWA1918AH | C | 32K | 0x0017c66b |  |  |  | C0NTAINMENT M0NIT0RING L0GIC P0ST ACCIDENT SAMPLING VALVES SBV-0024, SBV-0025 DIV I
1101 | 1H23PL0306A | 1H23PL0306A-14 | 10306A14.SCH | 1T41 | 6N762-1 DCM3 | 1 | 0431 4202 | D | KWA1918AH | D | 32K | 0x00187e8e |  |  |  | REACT0R BLDG HVAC SYS L0GIC RBSREEHV AHU-0608A R"P NISLN DMPA, MBD-bE9BA
1102 | 1H23PL0306A | 1H23PL0306A-15 | 10306A15.SCH | 1T41 | 6N762-1 DCM3 | 1 | 0458 4202 | D | KWA1918AH | E | 32K | 0x00182825 |  |  |  | REACT0R BLDG HVAC SYS L0GIC RBSREEHV SPLY FAN 0608A2 INL ISLN DMPR. MBD-0209A2
1103 | 1H23PL0306A | 1H23PL0306A-16 | 10306A16.SCH | 1G51 | 6N762-1 DCM3 | 1 | 0459 4202 | C | KWA1918AH | C | 32K | 0x001880e5 |  |  |  | SP CLEANUP SYS L0GIC 0IV I SP SEC 0UTBD ISLN VLV MBV-0002
1104 | 1H23PL0306A | 1H23PL0306A-17 | 10306A17.SCH | 1K11 | 6N762-1 DCM3 | 1 | 0184 4202 | C | KWA1918AH | D | 32K | 0x00186200 |  |  |  | M0T0R 0PERRTE0 VRLVE MBV-006B 0RYWELL HCW SUMP ISLN VRLVE
1105 | 1H23PL0306A | 1H23PL0306A-18 | 10306A18.SCH | 1K11 | 6N762-1 DCM3 | 1 | 0256 4202 | E | KWA1918AH | F | 32K | 0x00185ed8 |  |  |  | M0T0R 0PERRTE0 VRLVE MBV-0007 0RYWELL LCU SUMP ISLN VRLVE
1106 | 1H23PL0306A | 1H23PL0306A-19 | 10306A19.SCH | 1T41 | 6N762-1 DCM3 | 1 | 0375 4202 | C | KWA1918AH | D | 32K | 0x0017d8d1 |  |  |  | REACT0R BLDG HVAC SYS L0GIC RBSREHV - RHR PUMP R00M A AHU-0 103A
1107 | 1H23PL0306A | 1H23PL0306A-20 | 10306A20.SCH | 1T41 | 6N762-1 DCM3 | 1 | 0063 4202 | B | KWA1918AH | C | 32K | 0x0017d953 |  |  |  | REACT0R BLDG HVAC SYS L0GIC RBSREHV - RCIC PUMP R00M AHU-0 104
1108 | 1H23PL0306A | 1H23PL0306A-21 | 10306A21.SCH | 1T41 | 6N762-1 DCM3 | 1 | 0059 4202 | E | KWA1918AH | D | 32K | 0x00194574 |  |  |  | REACT0R BLDG HVAC SYS L0GIC RBSRDGHV DIV A FAN-0502A 1
1109 | 1H23PL0306A | 1H23PL0306A-22 | 10306A22.SCH | 1T41 | 6N762-1 DCM3 | 1 | 0014 4202 | D | KWA1918AH | D | 32K | 0x00194b4e |  |  |  | REACT0R BLDG HVAC SYS L0GIC RBSRDGHV DIV A FAN-0502A2
1110 | 1H23PL0306A | 1H23PL0306A-23 | 10306A23.SCH | 1T41 | 6N762-1 DCM3 | 1 | 0027 4202 | C | KWA1918AH | C | 32K | 0x0017a7e6 |  |  |  | REACT0R BLDG HVAC SYS L0GIC RBSRDGHV DIV A FAN-0502Al6A2 INL ISLN DMPR, ABD-0343Al/A2
1111 | 1H23PL0306A | 1H23PL0306A-24 | 10306A24.SCH | 1T41 | 6N762-1 DCM3 | 1 | 0266 4202 | C | KWA1918AH | C | 32K | 0x00185d60 |  |  |  | REACT0R BLDG HVAC SYS L0GIC SPLY DUCT T0 RM 514 ABD-0536A 6 ABD-0347A
1112 | 1H23PL0306A | 1H23PL0306A-25 | 10306A25.SCH | 1T41 | 6N762-1 DCM3 | 1 | 0090 4202 | F | KWA1918AH | D | 32K | 0x001942bc |  |  |  | REACT0R BLDG HVAC SYS L0GIC RBSREEHV DIV A EXHAUST FAN-060 1A1
1113 | 1H23PL0306A | 1H23PL0306A-26 | 10306A26.SCH | 1T41 | 6N762-1 DCM3 | 1 | 0086 4202 | C | KWA1918AH | D | 32K | 0x00182672 |  |  |  | REACT0R BLDG HVAC SYS L0GIC RBSREEHV EXH FAN-0601A1 INL ISLN DMPR. MBD-0253A1
1114 | 1H23PL0306A | 1H23PL0306A-27 | 10306A27.SCH | 1T41 | 6N762-1 DCM3 | 1 | 0758 4202 | C | KWA1918AH | D | 32K | 0x00182690 |  |  |  | REACT0R BL0B MVAC @Vb L0QZ0 RBSREEHV EXH FAN-0601Al 0UT ISLN DMPR, MBD-0254A1
1115 | 1H23PL0306A | 1H23PL0306A-28 | 10306A28.SCH | 1T41 | 6N762-1 DCM3 | 1 | 0757 4202 | G | KWA1918AH | E | 32K | 0x00193e6a |  |  |  | REACT0R BLDG HVAC SYS L0GIC RBSREEHV DIV A EXHAUST FAN-0601A2
1116 | 1H23PL0306A | 1H23PL0306A-29 | 10306A29.SCH | 1T41 | 6N762-1 DCM3 | 1 | 0760 4202 | C | KWA1918AH | D | 32K | 0x00182936 |  |  |  | REACT0R BLDG HVAC SYS L0GIC RBSREEHV EXH FAN-0601A2 INL ISLN DMPR.MBD-0253A2
1117 | 1H23PL0306A | 1H23PL0306A-30 | 10306A30.SCH | 1T41 | 6N762-1 DCM3 | 1 | 0759 4202 | C | KWA1918AH | D | 32K | 0x0018294e |  |  |  | REACT0R BLDG HVAC SYS L0GIC RBSREEHV EXH FAN-0601A2 0UT ISLN DMPR. MBD-0254A2
1118 | 1H23PL0306A | 1H23PL0306A-31 | 10306A31.SCH | 1T41 | 6N762-1 DCM3 | 1 | 0763 4202 | C | KWA1918AH | D | 32K | 0x0017fd4c |  |  |  | REACT0R BLDG HVAC SYS L0GIC RBSREEHV SM0KE FAN-0609A INL ISLN DMPR. MBD-0257A
1119 | 1H23PL0306A | 1H23PL0306A-32 | 10306A32.SCH | 1T41 | 6N762-1 DCM3 | 1 | 0762 4202 | C | KWA1918AH | D | 32K | 0x0017fd6e |  |  |  | REACT0R BLDG HVAC SYS L0GIC RBSREEHV SM0KE FAN-0609A 0UT ISLN DMPR, MBD-0258A
1120 | 1H23PL0306A | 1H23PL0306A-33 | 10306A33.SCH | 1T41 | 6N762-1 DCM3 | 1 | 0744 4202 | A | KWA1918AH | B | 32K | 0x00172bfa |  |  |  | REACT0R BLDG HVAC SYS L0GIC RTN DUCT FR0M RM 412 ABD-0537A
1121 | 1H23PL0306A | 1H23PL0306A-34 | 10306A34.SCH | 1T62 | 6N762-1 DCM3 | 1 | 0711 4202 | D | KWA1918AH | C | 32K | 0x001668c9 |  |  |  | CNTMT M0NIT0RING L0GIC RADIATI0N M0NIT0RING DIV I
1122 | 1H23PL0306A | 1H23PL0306A-35 | 10306A35.SCH | 1T41 | 6N765-1 ACM | 1 | 0066 4202 | C | KWA1918AH | D | 32K | 0x0023f1e1 |  |  |  | RBSREHV - RHR PUMP R00M A AHU-0l03A INLET / 0UTLET TEMPERATURE 6 DELTA T
1123 | 1H23PL0306A | 1H23PL0306A-36 | 10306A36.SCH | 1T41 | 6N769-1 TCM | 1 | 0007 4402 | A | KWA1918AH | B | 32K | 0x00226383 |  |  |  | REACT0R BLDG HVAC SYS L0GIC MSTHV TB TUNNEL TEMP - LDI RWCU NRHX DUCT TEMP
1124 | 1H23PL0306A | 1H23PL0306A-38 | 10306A38.SCH | 1T41 | 6N769-1 TCM | 1 | 0028 4402 | C | KWA1918AH | C | 32K | 0x00229d58 |  |  |  | REACT0R BLDG HVAC SYS L0GIC RBSREHV RHR/RCIC AHU-0103A 6 0104 f RWCU LEAK DETECTI0N
1125 | 1H23PL0306A | 1H23PL0306A-40 | 10306A40.SCH | 1T41 | 6N769-1 TCM | 1 | 0023 4402 | D | KWA1918CL | E | 128K | 0x0023824f |  |  |  | REACT0R BLDG HVAC SYS L0GIC RBSREHV RCIC PUMP R00M AHU-0 104
1126 | 1H23PL0306A | 1H23PL0306A-41 | 10306A41.SCH | 1T41 | 6N766-1 AIM | 1 | 0118 3902 | E | KWA1918AH | B | 32K | 0x0017efa5 |  |  |  | ARA0f0R BLBQ HVAC IVb L0BZfl RBSREEHV DIV A FAN-0608A 1/A2, MCD-0448A
1127 | 1H23PL0306A | 1H23PL0306A-42 | 10306A42.SCH | 1T41 | 6N769-1 TCM | 1 | 0025 4402 | D | KWA1918CL | D | 128K | 0x00230c02 |  |  |  | REACT0R BLDG HVAC SYS L0GIC RBSREHV AND RBSREEHV AHU-0 1038, C FAN-0608A1, A2
1128 | 1H23PL0306A | 1H23PL0306A-43 | 10306A43.SCH | 1T41 | 6N766-1 AIM | 1 | 0434 5103 | G | KWA1918AH | D | 32K | 0x00170c8c |  |  |  | REACT0R BLDG HVAC SYS L0GIC RBSRDGHV, RBSREEHV EXH DIV A FAN-0502A 1/A2, FAN-060 1A 1/A2
1129 | 1H23PL0306A | 1H23PL0306A-44 | 10306A44.SCH | 1T62 | 6N770-1 RTD | 1 | 0024 4102 | E | KWA1918AH | C | 32K | 0x0019fde6 |  |  |  | CNTMT M0NIT0RING L0GIC WETWELL TEMP INDICATI0NS AND ALARMS
1130 | 1H23PL0306A | 1H23PL0306A-45 | 10306A45.SCH | 1T62 | 6N766-1 AIM | 1 | 0427 5103 | F | KWA1918AH | C | 32K | 0x00178118 | TM#19 | LT1-10349/12086 | LT1-31113-1594 | CNTMT M0NIT0RING L0GIC PRESSURE/LEVEL INDICATI0NS AND ALARMS DIV I
1131 | 1H23PL0306A | 1H23PL0306A-46 | 10306A46.SCH | 1G31 | 6N769-1 TCM | 1 | 0139 0804 | C | KWA1918AH | C | 32K | 0x00220475 |  |  |  | RX WATER CLEANUP SYS L0GIC FL0W TEMP C0MP DIV I
1132 | 1H23PL0306A | 1H23PL0306A-47 | 10306A47.SCH | 1G31 | 6N766-1 AIM | 1 | 0323 4503 | B | KWA1918AH | C | 32K | 0x0016b6f5 |  |  |  | RX WATER CLEANUP SYS L0GIC FL0W TEMPERATURE C0MPENSATE0 DIV I
1133 | 1H23PL0306A | 1H23PL0306A-48 | 10306A48.SCH | 1G31 | 6N768-1 AOM | 1 | 0019 3902 | B | KWA1918AH | C | 32K | 0x001787f3 |  |  |  | RX WTR CLEANUP SYS L0GIC FL0W TEMPERATURE C0MPENSATED 0IV I
1134 | 1H23PL0306B | 1H23PL0306B-N1 |  | H23 | 6N754-1 NIM | 2 | 0058 3902
1135 | 1H23PL0306B | 1H23PL0306B-N2 |  | H23 | 6N754-1 NIM | 2 | 0223 4903
1136 | 1H23PL0306B | 1H23PL0306B-PS1 |  | H23 | 8N76-1 9N188 | 2 | 027
1137 | 1H23PL0306B | 1H23PL0306B-PS2 |  | H23 | 8N76-1 9N188 | 2 | 023
1138 | 1H23PL0306B | 1H23PL0306B-01 | 10306B01.SCH | 1T49 | 6N762-1 DCM3 | 2 | 2019 5003 | G | KWA1918AH |  | 32K | 0x0016287f |  |  |  | FLAMMABILITY C0NTR0L L0GIC RCB UNIT B INTERFACE SIGNAL DIV I1
1139 | 1H23PL0306B | 1H23PL0306B-02 | 10306B02.SCH | 1T49 | 6N762-1 DCM3 | 2 | 2027 5003 | F | KWA1918AH |  | 32K | 0x00162998 |  |  |  | FLAMMABILITY C0NTR0L L0GIC RCB UNIT B INTERFACE SIGNAL DIV I1
1140 | 1H23PL0306B | 1H23PL0306B-03 | 10306B03.SCH | 1T49 | 6N762-1 DCM3 | 2 | 1981 5003 | G | KWA1918AH |  | 32K | 0x0017e5fb | TM#19 | LT1-10349/12086 | LT1-31113-1344/1486 | FLAMMABILITY C0NTR0L L0GIC RCB 8 RHR CLG WTR IS0L VALVE MBV-0010B. DIV I1
1141 | 1H23PL0306B | 1H23PL0306B-04 | 10306B04.SCH | 1T22 | 6N762-1 DCM3 | 2 | 2018 5003 | G | KWA1918AH | D | 32K | 0x0018b5fb |  |  |  | STNDBY GAS TRMT L0GIC SEC CNTMT ISLN VALVE MBV-000lB. DIV I1
1142 | 1H23PL0306B | 1H23PL0306B-05 | 10306B05.SCH | 1T49 | 6N762-1 DCM3 | 2 | 0142 4202 | H | KWA1918AH |  | 32K | 0x0019e91a | TM#19 | LT1-10349/12086 | LT1-31113-1344/1486 | FLAMMABILITY C0NTR0L L0GIC DW T0 RCB B. IS0L VALVE MBV-000lB. DIV I1
1143 | 1H23PL0306B | 1H23PL0306B-06 | 10306B06.SCH | 1T49 | 6N762-1 DCM3 | 2 | 1974 5003 | D | KWA1918AH | D | 32K | 0x001842ec | TM#19 | LT1-10349/12086 | LT1-31113-1344/1486 | FLAMMABIL~TY C0NTR0L L0GIC 0W T0 RCB B. IS0L VALVE MBV-00026. DIV I1
1144 | 1H23PL0306B | 1H23PL0306B-07 | 10306B07.SCH | 1R12 | 6N762-1 DCM3 | 2 | 2001 5003 | B | KWA1918AH | C | 32K | 0x001795fd |  |  |  | L0W V0LT DISTR SYS L0GIC LSWG PWR CTR 010084 MCC 014084 FDA BRKR
1145 | 1H23PL0306B | 1H23PL0306B-08 | 10306B08.SCH | 1R12 | 6N762-1 DCM3 | 2 | 2020 5003 | B | KWA1918AH | C | 32K | 0x001795df |  |  |  | L0W V0LT DISTR SYS L0GIC LSWG 010084 RCB UNIT B 1T49-RCB-0001B F0R BRKR
1146 | 1H23PL0306B | 1H23PL0306B-09 | 10306B09.SCH | 1T49 | 6N762-1 DCM3 | 2 | 2024 5003 | D | KWA1918AH | D | 32K | 0x00184312 | TM#19 | LT1-10349/12086 | LT1-31113-1344/1486 | FLAMMABILITY C0NTR0L L0GIC RCB B T0 WW. IS0L VALVE MBV-0004B. 0IV I1
1147 | 1H23PL0306B | 1H23PL0306B-10 | 10306B10.SCH | 1T49 | 6N762-1 DCM3 | 2 | 1390 2503 | D | KWA1918AH | D | 32K | 0x001844c3 | TM#19 | LT1-10349/12086 | LT1-31113-1344/1486 | FLAMMABILITY C0NTR0L L0GIC RCB B T0 WW. IS0L VALVE MBV-0005B. DIV I1
1148 | 1H23PL0306B | 1H23PL0306B-11 | 10306B11.SCH | 1P21 | 6N762-1 DCM3 | 2 | 1144 2503 | A | KWA1918AH | B | 32K | 0x0017226c |  |  |  | RB CLG WATER SYS L0GIC (DIV A) INBD TEST ISLN VLV ABV-0124A
1149 | 1H23PL0306B | 1H23PL0306B-12 |  | 1T49 | 6N762-1 DCM3 | 2 | 0240 4202 | A | KWA1918AH |  | 32K | 0x001628cd |  |  |  | FLAMMABILITY C0NTR0L L0GIC RCB UNIT B INTERFACE SIGNAL DIV II |  | T49新增模組，GE未提供，須追蹤
1150 | 1H23PL0306B | 1H23PL0306B-13 |  | 1T49 | 6N762-1 DCM3 | 2 | 0239 4202 | A | KWA1918AH |  | 32K | 0x00162c7a |  |  |  | FLAMMABILITY C0NTR0L L0GIC RCB UNIT B INTERFACE SIGNAL DIV II |  | T49新增模組，GE未提供，須追蹤
1151 | 1H23PL0306B | 1H23PL0306B-14 | 10306B14.SCH | 1T49 | 6N762-1 DCM3 | 2 | 0510 4202 | B | KWA1918AH | B | 32K | 0x00183301 |  |  |  | FLAMMABILITY C0NTR0L L0GIC RCB UNIT B INTERFACE SIGNAL AND FCS SYSTEM OUT OF SERVICE DIV I I |  | FDI後新增
1152 | 1H23PL0306B | 1H23PL0306B-17 | 10306B17.SCH | 1T22 | 6N762-1 DCM3 | 2 | 1200 2503 | L | KWA1918AH |  | 32K | 0x0018736c |  |  |  | STNDBY GAS TRTMT SYS L0GIC TRAIN (8) MAIN FAN FAN-0001B. DIV I1
1153 | 1H23PL0306B | 1H23PL0306B-18 | 10306B18.SCH | 1T22 | 6N762-1 DCM3 | 2 | 1767 2503 | E | KWA1918AH | D | 32K | 0x0017b7e3 |  |  |  | STNDBY GAS TRMT L0GIC FAN-0001B DISCH VALVE MCV-0003B. DIV I1
1154 | 1H23PL0306B | 1H23PL0306B-19 | 10306B19.SCH | 1R12 | 6N762-1 DCM3 | 2 | 1714 2503 | B | KWA1918AH | C | 32K | 0x0017964c |  |  |  | L0W V0LT DISTR SYS L0GIC LSWG PWR CTR 010084 MCC 012084 F0R BRKR
1155 | 1H23PL0306B | 1H23PL0306B-20 | 10306B20.SCH | 1R12 | 6N762-1 DCM3 | 2 | 1005 2503 | B | KWA1918AH | C | 32K | 0x00179625 |  |  |  | L0W V0LT DISTR SYS L0GIC LSWG PWR CTR 010084 MCC 013084 FDA BRKR
1156 | 1H23PL0306B | 1H23PL0306B-21 | 10306B21.SCH | 1T22 | 6N762-1 DCM3 | 2 | 0934 2503 | E | KWA1918AH | D | 32K | 0x00182753 |  |  |  | STNDBY GAS TRTMT L0GIC TRAIN (C) ADS FAN FAN-0002C. DIV I1
1157 | 1H23PL0306B | 1H23PL0306B-22 | 10306B22.SCH | 1T22 | 6N762-1 DCM3 | 2 | 1167 2503 | D | KWA1918AH |  | 32K | 0x00183c1c |  |  |  | STNDBY GAS TRMT L0GIC FAN-0002C DISCH VALVE MBV-0004C. DIV I1
1158 | 1H23PL0306B | 1H23PL0306B-23 | 10306B23.SCH | 1R12 | 6N762-1 DCM3 | 2 | 1164 2503 | E | KWA1918AH | E | 32K | 0x00169995 |  |  |  | L0W V0LT DISTR SYS L0GIC LSWG SWGR 0100B4 BUS M0NIT0RING
1159 | 1H23PL0306B | 1H23PL0306B-24 | 10306B24.SCH | 1R12 | 6N762-1 DCM3 | 2 | 1163 2503 | B | KWA1918AH | C | 32K | 0x0017966d |  |  |  | L0W V0LT DISTR SYS L0GIC LSWG PWR CTR 0100B4 MCC 0110B4 FDR BRKR
1160 | 1H23PL0306B | 1H23PL0306B-25 | 10306B25.SCH | 1R12 | 6N762-1 DCM3 | 2 | 1157 2503 | C | KWA1918AH | D | 32K | 0x0017a3cc |  |  |  | L0W V0LT DISTR SYS L0GIC P0WER CENTER MAIN BRKR LSWG-0 100B4
1161 | 1H23PL0306B | 1H23PL0306B-44 | 10306B44.SCH | 1P54 | 6N766-1 AIM | 2 | 0154 3902 | C | KWA1918AH | C | 32K | 0x0016b706 |  |  |  | NITR0GEN SUPPLY SYS L0GIC DIVISI0N 11 INICATI0NS AND ALARMS
1162 | 1H23PL0306B | 1H23PL0306B-45 | 10306B45.SCH | 1R12 | 6N766-1 AIM | 2 | 0532 5103 | C | KWA1918AH | C | 32K | 0x0016fd15 |  |  |  | L0W V0LT DISTR SYS L0GIC LSWG SWGR 010084 BUS AND MCC 013084 M0NIT0RING
1163 | 1H23PL0306B | 1H23PL0306B-46 | 10306B46.SCH | 1T49 | 6N766-1 AIM | 2 | 0293 4503 | D | KWA1918AH | D | 32K | 0x0016fd7a |  |  |  | FLAMMABILITY C0NTR0L L0GIC RCB UNIT B INTERFACE SIGNAL DIV II |  | FDI後新增
1164 | 1H23PL0306B | 1H23PL0306B-47 | 10306B47.SCH | 1T49 | 6N766-1 AIM | 2 | 0086 3902 | D | KWA1918AH | D | 32K | 0x0016fd7c |  |  |  | FLAMMABILITY C0NTR0L L0GIC RCB UNIT B INTERFACE SIGNAL DIV II |  | FDI後新增
1165 | 1H23PL0306B | 1H23PL0306B-48 | 10306B48.SCH | 1T22 | 6N766-1 AIM | 2 | 0452 5103 | G | KWA1918AH | E | 32K | 0x00172cb0 | TM#37 | LT1-15098 | LT1-31113-1832 | STNDBY GAS TRTMT L0GIC TRAIN (8) M0NIT0RING
1166 | 1H23PL0501A | 1H23PL0501A-N1 |  | H23 | 6N754-1 NIM | 1 | 0263 1151
1167 | 1H23PL0501A | 1H23PL0501A-N2 |  | H23 | 6N754-1 NIM | 1 | 0079 3902
1168 | 1H23PL0501A | 1H23PL0501A-PS1 |  | H23 | 8N76-1 9N188 | 1 | 103
1169 | 1H23PL0501A | 1H23PL0501A-PS2 |  | H23 | 8N76-1 9N188 | 1 | 122
1170 | 1H23PL0501A | 1H23PL0501A-01 | 10501A01.SCH | 1C12 | 6N762-1 DCM3 | 1 | 0770 4202 | B | KWA1918AH | C | 32K | 0x00168553 |  |  |  | CTRL R00 DRlVE SY5 L0GlC FMCRD M0NIT0RING
1171 | 1H23PL0501A | 1H23PL0501A-02 | 10501A02.SCH | 1C12 | 6N762-1 DCM3 | 1 | 0745 4202 | B | KWA1918AH | C | 32K | 0x001689dd |  |  |  | CTRL R0D DRlVE SY5 L0GlC FMCRD M0NIT0RING
1172 | 1H23PL0501A | 1H23PL0501A-03 | 10501A03.SCH | 1C12 | 6N762-1 DCM3 | 1 | 0766 4202 | B | KWA1918AH | C | 32K | 0x001689df |  |  |  | CTRL R0D DRlVE SYS L0GIC FMCRD M0NIT0RING
1173 | 1H23PL0501A | 1H23PL0501A-04 | 10501A04.SCH | 1C12 | 6N762-1 DCM3 | 1 | 0769 4202 | B | KWA1918AH | C | 32K | 0x001689e1 |  |  |  | CTRL R0D DRIVE SYS L0GIC FMCRD M0NIT0RING
1174 | 1H23PL0501A | 1H23PL0501A-05 | 10501A05.SCH | 1C12 | 6N762-1 DCM3 | 1 | 0153 4202 | B | KWA1918AH | C | 32K | 0x001689e3 |  |  |  | CTRL R00 DRIVE 5YS L0GlC FMCRD M0NIT0RING
1175 | 1H23PL0501A | 1H23PL0501A-06 | 10501A06.SCH | 1C12 | 6N762-1 DCM3 | 1 | 0749 4202 | B | KWA1918AH | C | 32K | 0x001689e5 |  |  |  | CTRL R0D DRIVE 5YS L0GlC FMCRD M0NIT0RING
1176 | 1H23PL0501A | 1H23PL0501A-07 | 10501A07.SCH | 1C12 | 6N762-1 DCM3 | 1 | 0779 4202 | B | KWA1918AH | C | 32K | 0x001689e7 |  |  |  | CTRL R00 DRlVE 5Y5 L0GlC FMCRD M0NIT0RING
1177 | 1H23PL0501A | 1H23PL0501A-08 | 10501A08.SCH | 1C12 | 6N762-1 DCM3 | 1 | 0781 4202 | B | KWA1918AH | C | 32K | 0x001689e9 |  |  |  | CTRL R0D DRlVE 5YS L0GIC FMCRD M0NIT0RING
1178 | 1H23PL0501A | 1H23PL0501A-09 | 10501A09.SCH | 1C12 | 6N762-1 DCM3 | 1 | 0748 4202 | B | KWA1918AH | C | 32K | 0x001689eb |  |  |  | CTRL R0D DRIVE SY5 L0GlC FMCRD M0NIT0RING
1179 | 1H23PL0501A | 1H23PL0501A-10 | 10501A10.SCH | 1C12 | 6N762-1 DCM3 | 1 | 0720 4202 | B | KWA1918AH | C | 32K | 0x001689e4 |  |  |  | CTRL R0D DRIVE 5YS L0GlC FMCRD M0NIT0RING
1180 | 1H23PL0501A | 1H23PL0501A-11 | 10501A11.SCH | 1C12 | 6N762-1 DCM3 | 1 | 0774 4202 | B | KWA1918AH | C | 32K | 0x001681fe |  |  |  | CTRL R0D 0RIVE SYS L0GIC FMCRD M0NIT0RING
1181 | 1H23PL0501A | 1H23PL0501A-12 | 10501A12.SCH | 1C12 | 6N762-1 DCM3 | 1 | 0761 4202 | B | KWA1918AH | C | 32K | 0x001689e8 |  |  |  | CTRL R0D DRIVE SY5 L0GIC FMCRD M0NIT0RING
1182 | 1H23PL0501A | 1H23PL0501A-13 | 10501A13.SCH | 1C12 | 6N762-1 DCM3 | 1 | 0747 4202 | B | KWA1918AH | C | 32K | 0x001689ea |  |  |  | CTRL R0D DRlVE 5YS L0GIC FMCRD M0NIT0RING
1183 | 1H23PL0501A | 1H23PL0501A-14 | 10501A14.SCH | 1C12 | 6N762-1 DCM3 | 1 | 0778 4202 | B | KWA1918AH | C | 32K | 0x001689ec |  |  |  | CTRL R0D DRIVE 5YS L0GIC FMCRD M0NIT0RING
1184 | 1H23PL0501A | 1H23PL0501A-15 | 10501A15.SCH | 1C12 | 6N762-1 DCM3 | 1 | 0777 4202 | B | KWA1918AH | C | 32K | 0x001689ee |  |  |  | CTRL R00 DRlVE 5Y5 L0GlC FMCRD M0NIT0RIN
1185 | 1H23PL0501A | 1H23PL0501A-16 | 10501A16.SCH | 1C12 | 6N762-1 DCM3 | 1 | 0776 4202 | B | KWA1918AH | C | 32K | 0x001689f0 |  |  |  | CTRL R0D 0RlVE 5Y5 L0GIC FMCRD M0NIT0RING
1186 | 1H23PL0501A | 1H23PL0501A-17 | 10501A17.SCH | 1C12 | 6N762-1 DCM3 | 1 | 0773 4202 | B | KWA1918AH | C | 32K | 0x001689f2 |  |  |  | CTRL R0D DRlVE 5YS L0GlC FMCRD M0NIT0RING
1187 | 1H23PL0501A | 1H23PL0501A-18 | 10501A18.SCH | 1C12 | 6N762-1 DCM3 | 1 | 0772 4202 | B | KWA1918AH | C | 32K | 0x001689f4 |  |  |  | CTRL R0D DRIVE SYS L0GIC FMCRD M0NIT0RING
1188 | 1H23PL0501A | 1H23PL0501A-19 | 10501A19.SCH | 1C12 | 6N762-1 DCM3 | 1 | 0768 4202 | B | KWA1918AH | C | 32K | 0x001689f6 |  |  |  | CTRL R0D 0RlVE SYS L0GIC FMCRD M0NIT0RING
1189 | 1H23PL0501A | 1H23PL0501A-20 | 10501A20.SCH | 1C12 | 6N762-1 DCM3 | 1 | 0780 4202 | C | KWA1918AH | C | 32K | 0x001689f0 |  |  |  | CTRL R00 DRIVE 5YS L0GlC FMCRD M0NIT0RING
1190 | 1H23PL0501A | 1H23PL0501A-21 | 10501A21.SCH | 1C12 | 6N762-1 DCM3 | 1 | 0784 4202 | B | KWA1918AH | C | 32K | 0x00168549 |  |  |  | CTRL R0D DRIVE 5Y5 L0GIC FMCRD N0NIT0RING
1191 | 1H23PL0501A | 1H23PL0501A-22 | 10501A22.SCH | 1T63 | 6N762-1 DCM3 | 1 | 0730 4202 | B | KWA1918AH | C | 32K | 0x0017c227 |  |  |  | PR0C RAD M0NIT0RING L0GIC DIV I DW INFL0W IS0 VALVE SBV-0006 AND SBV-0009
1192 | 1H23PL0501A | 1H23PL0501A-23 | 10501A23.SCH | 1T62 | 6N762-1 DCM3 | 1 | 0764 4202 | A | KWA1918AH | B | 32K | 0x00173319 |  |  |  | C0NTAINMENT M0NIT0RING L0GIC INSTRUMENT SENSING LINE VALVES SBV-0709A, SBV-0711A DIV I
1193 | 1H23PL0501A | 1H23PL0501A-24 | 10501A24.SCH | 1T62 | 6N762-1 DCM3 | 1 | 0765 4202 | A | KWA1918AH | B | 32K | 0x0017329c |  |  |  | C0NTAINMENT M0NIT0RING L0GIC INSTRUMENT SENSING LINE VALVES SBV-0715, SBV-0717A DIV I
1194 | 1H23PL0501A | 1H23PL0501A-25 | 10501A25.SCH | 1T62 | 6N762-1 DCM3 | 1 | 0738 4202 | C | KWA1918AH | D | 32K | 0x0016b9dd |  |  |  | CNTMT M0NIT0RING L0GIC INSTR SINSING LINE VALVE SBV-0719A DIV I
1195 | 1H23PL0501A | 1H23PL0501A-26 | 10501A26.SCH | 1P54 | 6N762-1 DCM3 | 1 | 0190 4202 | B | KWA1918AH | C | 32K | 0x0017cc10 |  |  |  | NITR0GEN SUPPLY SYS L0GIC DIV I 0UTBD CNTMT ISLN VALVE MBV-0023A
1196 | 1H23PL0501A | 1H23PL0501A-27 | 10501A27.SCH | 1P54 | 6N762-1 DCM3 | 1 | 0246 4202 | B | KWA1918AH | C | 32K | 0x0017ded2 |  |  |  | NITR0GEN SUPPLY SYS L0GIC NBN-DIV 0UTB0 CNTMT ISLN VALVE MBV-003B
1197 | 1H23PL0501A | 1H23PL0501A-28 | 10501A28.SCH | 1T31 | 6N762-1 DCM3 | 1 | 0300 4202 | C | KWA1918AH | C | 32K | 0x0017eb0e | TM#19 | LT1-10349/12086 | LT1-31113-1594 | ATM0SPHERIC CTRL SYS L0GIC RB HVAC PURGE SPLY ABV-0006 AND SEC 0VRPRESS PRGE ABV-0033
1198 | 1H23PL0501A | 1H23PL0501A-29 | 10501A29.SCH | 1R11 | 6N762-1 DCM3 | 1 | 0390 4202 | B | KWA1918AH | C | 32K | 0x0016254f |  |  |  | MED V0LTAGE DIST SYS L0GIC 4.16KV SWGR A4 EDG 1A IN PARALLEL - DIVISI0N I
1199 | 1H23PL0501A | 1H23PL0501A-44 | 10501A44.SCH | 1T41 | 6N769-1 TCM | 1 | 0069 4402 | A | KWA1918AH | B | 32K | 0x0021cb8a |  |  |  | REACT0R BLDG HVAC SYS L0GIC ECCS VALVE R00M C TEMPERATURE
1200 | 1H23PL0501A | 1H23PL0501A-46 | 10501A46.SCH | 1T41 | 6N769-1 TCM | 1 | 0008 4402 | C | KWA1918CL | C | 128K | 0x002327c2 |  |  |  | REACT0R BLDG HVAC SYS L0GIC THERM0C0UPLE INPUTS
1201 | 1H23PL0501A | 1H23PL0501A-48 | 10501A48.SCH | 1T41 | 6N769-1 TCM | 1 | 0086 0804 | A | KWA1918AH | B | 32K | 0x0022a984 |  |  |  | REACT0R BLDG HVAC SYS L0GIC PIPE SPACE TEMPERATURE RWCU 6 ECCS VALVE RM TEMP
1202 | 1H23PL0501B | 1H23PL0501B-N1 |  | H23 | 6N754-1 NIM | 2 | 0150 4903
1203 | 1H23PL0501B | 1H23PL0501B-N2 |  | H23 | 6N754-1 NIM | 2 | 0189 4903
1204 | 1H23PL0501B | 1H23PL0501B-PS1 |  | H23 | 8N76-1 9N188 | 2 | 120
1205 | 1H23PL0501B | 1H23PL0501B-PS2 |  | H23 | 8N76-1 9N188 | 2 | 197
1206 | 1H23PL0501B | 1H23PL0501B-01 | 10501B01.SCH | 1C12 | 6N762-1 DCM3 | 2 | 1528 2503 | B | KWA1918AH | C | 32K | 0x00168569 |  |  |  | CTRL R00 DRlVE 5Y5 L0GIC FMCRD M0NIT0RING
1207 | 1H23PL0501B | 1H23PL0501B-02 | 10501B02.SCH | 1C12 | 6N762-1 DCM3 | 2 | 1468 2503 | B | KWA1918AH | C | 32K | 0x001689f3 |  |  |  | CTRL R0D DRIVE SYS L0GIC FHCRD M0NIT0RING
1208 | 1H23PL0501B | 1H23PL0501B-03 | 10501B03.SCH | 1C12 | 6N762-1 DCM3 | 2 | 1490 2503 | B | KWA1918AH | C | 32K | 0x001689f5 |  |  |  | CTRL R0D DRlVE 5Y5 L0GIC FHCRD M0NIT0RIN
1209 | 1H23PL0501B | 1H23PL0501B-04 | 10501B04.SCH | 1C12 | 6N762-1 DCM3 | 2 | 1469 2503 | B | KWA1918AH | C | 32K | 0x001689f7 |  |  |  | CTRL R0D DRIVE SYS L0GIC FMCRD M0NIT0RING
1210 | 1H23PL0501B | 1H23PL0501B-05 | 10501B05.SCH | 1C12 | 6N762-1 DCM3 | 2 | 1489 2503 | B | KWA1918AH | C | 32K | 0x001689f9 |  |  |  | CTRL R0D 0RlVE SYS L0GIC FMCRD M0NIT0RING
1211 | 1H23PL0501B | 1H23PL0501B-06 | 10501B06.SCH | 1C12 | 6N762-1 DCM3 | 2 | 1527 2503 | B | KWA1918AH | C | 32K | 0x001689fb |  |  |  | CTRL R0D 0RlVE 5YS L0GlC FMCRD M0NIT0RING
1212 | 1H23PL0501B | 1H23PL0501B-07 | 10501B07.SCH | 1C12 | 6N762-1 DCM3 | 2 | 1524 2503 | B | KWA1918AH | C | 32K | 0x001689fd |  |  |  | CTRL R0D 0RIVE SYS L0GlC FHCRD M0NIT0RING
1213 | 1H23PL0501B | 1H23PL0501B-08 | 10501B08.SCH | 1C12 | 6N762-1 DCM3 | 2 | 1944 5003 | B | KWA1918AH | C | 32K | 0x001689ff |  |  |  | CTRL R0D DRlVE SY5 L0GlC FMCR0 M0NIT0RING
1214 | 1H23PL0501B | 1H23PL0501B-09 | 10501B09.SCH | 1C12 | 6N762-1 DCM3 | 2 | 1195 2503 | B | KWA1918AH | C | 32K | 0x00168a01 |  |  |  | CTRL R0D DRlVE 5YS L0GIC FMCRD M0NIT0RING
1215 | 1H23PL0501B | 1H23PL0501B-10 | 10501B10.SCH | 1C12 | 6N762-1 DCM3 | 2 | 1948 5003 | B | KWA1918AH | C | 32K | 0x001689fa |  |  |  | CTRL R0D DRIVE SY5 L0GIC FMCRD M0NIT0RING
1216 | 1H23PL0501B | 1H23PL0501B-11 | 10501B11.SCH | 1C12 | 6N762-1 DCM3 | 2 | 1935 5003 | B | KWA1918AH | C | 32K | 0x00168214 |  |  |  | CTRL R00 DRIVE SYS L0GIC FMCRD M0NIT0RING
1217 | 1H23PL0501B | 1H23PL0501B-12 | 10501B12.SCH | 1C12 | 6N762-1 DCM3 | 2 | 1899 5003 | B | KWA1918AH | C | 32K | 0x001689fe |  |  |  | CTRL R0D DRIVE SYS L0GIC FMCR0 M0NIT0RING
1218 | 1H23PL0501B | 1H23PL0501B-13 | 10501B13.SCH | 1C12 | 6N762-1 DCM3 | 2 | 1900 5003 | B | KWA1918AH | C | 32K | 0x00168a00 |  |  |  | CTRL R00 DRIVE SYS L0GIC FMCR0 M0NIT0RING
1219 | 1H23PL0501B | 1H23PL0501B-14 | 10501B14.SCH | 1C12 | 6N762-1 DCM3 | 2 | 1957 5003 | B | KWA1918AH | C | 32K | 0x00168a02 |  |  |  | CTRL R0D DRIVE SYS L0GIC FMCRD M0NIT0RING
1220 | 1H23PL0501B | 1H23PL0501B-15 | 10501B15.SCH | 1C12 | 6N762-1 DCM3 | 2 | 1958 5003 | B | KWA1918AH | C | 32K | 0x00168a04 |  |  |  | CTRL R0D DRIVE SYS L0GIC FMCRD M0NIT0RING
1221 | 1H23PL0501B | 1H23PL0501B-16 | 10501B16.SCH | 1C12 | 6N762-1 DCM3 | 2 | 1902 5003 | B | KWA1918AH | C | 32K | 0x00168a06 |  |  |  | CTRL R0D DRIVE SYS L0GIC FMCRD M0NIT0RING
1222 | 1H23PL0501B | 1H23PL0501B-17 | 10501B17.SCH | 1C12 | 6N762-1 DCM3 | 2 | 1850 5003 | B | KWA1918AH | C | 32K | 0x00168a08 |  |  |  | CTRL R0D 0RIVE SYS L0GIC FMCRD M0NIT0RING
1223 | 1H23PL0501B | 1H23PL0501B-18 | 10501B18.SCH | 1C12 | 6N762-1 DCM3 | 2 | 1372 2503 | B | KWA1918AH | C | 32K | 0x00168a0a |  |  |  | CTRL R0D DRIVE SYS L0GIC FMCRD M0NIT0RING
1224 | 1H23PL0501B | 1H23PL0501B-19 | 10501B19.SCH | 1C12 | 6N762-1 DCM3 | 2 | 1377 2503 | B | KWA1918AH | C | 32K | 0x00168a0c |  |  |  | CTRL R0D 0RIVE SYS L0GIC FMCRD M0NIT0RING
1225 | 1H23PL0501B | 1H23PL0501B-20 | 10501B20.SCH | 1C12 | 6N762-1 DCM3 | 2 | 1404 2503 | B | KWA1918AH | C | 32K | 0x00168a05 |  |  |  | CTRL R0D DRIVE SYS L0GIC FMCR0 M0NIT0RING
1226 | 1H23PL0501B | 1H23PL0501B-21 | 10501B21.SCH | 1C12 | 6N762-1 DCM3 | 2 | 1388 2503 | B | KWA1918AH | C | 32K | 0x0016855f |  |  |  | CTRL R00 0RIVE SY5 L0GIC FMCRD M0NIT0RING
1227 | 1H23PL0501B | 1H23PL0501B-22 | 10501B22.SCH | 1T63 | 6N762-1 DCM3 | 2 | 1364 2503 | B | KWA1918AH | C | 32K | 0x0017c1d9 |  |  |  | PR0C RAD M0NIT0RING L0GIC DIV I1 DW INFL0W IS0 VALVE SBV-0007 AND SBV-0008
1228 | 1H23PL0501B | 1H23PL0501B-23 | 10501B23.SCH | 1T62 | 6N762-1 DCM3 | 2 | 1262 2503 | A | KWA1918AH | B | 32K | 0x001733b1 |  |  |  | C0NTAINMENT M0NIT0RING L0GIC INSTRUMENT SENSING LINE VALVES SBV-0709B, SBV-0711B DIV I1
1229 | 1H23PL0501B | 1H23PL0501B-24 | 10501B24.SCH | 1T62 | 6N762-1 DCM3 | 2 | 1215 2503 | A | KWA1918AH | B | 32K | 0x00173433 |  |  |  | C0NTAINMENT M0NIT0RING L0GIC INSTRUMENT SENSING LINE VALVES SBV-0717B, SBV-0719B DIV I1
1230 | 1H23PL0501B | 1H23PL0501B-25 | 10501B25.SCH | 1T62 | 6N762-1 DCM3 | 2 | 1278 2503 | B | KWA1918AH | C | 32K | 0x0017706c |  |  |  | CNTMT M0NIT0RING L0GIC SMPL RETURN T0 D/W FR0M SBV-0006B DIV I1
1231 | 1H23PL0501B | 1H23PL0501B-26 | 10501B26.SCH | 1P24 | 6N762-1 DCM3 | 2 | 1373 2503 | B | KWA1918AH | C | 32K | 0x00170c9c |  |  |  | N0RM CHILLED WTR SYS L0GIC 0VERL0AD BYPASS TEST DIVISI0N I1
1232 | 1H23PL0501B | 1H23PL0501B-27 | 10501B27.SCH | 1P54 | 6N762-1 DCM3 | 2 | 1363 2503 | B | KWA1918AH | C | 32K | 0x0017cd8d |  |  |  | NITR0GEN SUPPLY SYS L0GIC DIV 11 0UTBD CNTMT ISLN VALVE MBV-0023B
1233 | 1H23PL0501B | 1H23PL0501B-28 | 10501B28.SCH | 1T31 | 6N762-1 DCM3 | 2 | 2016 5003 | C | KWA1918AH | C | 32K | 0x00180c1d | TM#19 | LT1-10349/12086 | LT1-31113-1344/1486 | ATM0SPHERIC CTRL SYS L0GIC DRYWELL PRGE ISLN VLV ABV-0038 AND PRGE SPLY ISLN VLV ABV-0008
1234 | 1H23PL0501B | 1H23PL0501B-29 | 10501B29.SCH | 1T31 | 6N762-1 DCM3 | 2 | 2023 5003 | E | KWA1918AH | D | 32K | 0x0018b7ad | TM#41 | LT1-15365/15202 | LT1-31113-1887 | ATM0SPHERIC CTRL SYS L0GIC N2 MAKEUP DRYWELL ISLN VLV ABV-0023 AND ABV-0030
1235 | 1H23PL0501B | 1H23PL0501B-30 | 10501B30.SCH | 1R16 | 6N762-1 DCM3 | 2 | 41 | A | KWA1918AH | B | 32K | 0x0016258d |  |  |  | DC P0WER SUPPLY L0GIC CLASS 1E 125VDC DIV I1 BATTERY SYSTEM
1236 | 1H23PL0501B | 1H23PL0501B-31 | 10501B31.SCH | 1R11 | 6N762-1 DCM3 | 2 | 2011 5003 | B | KWA1918AH | C | 32K | 0x00162531 |  |  |  | MED V0LTAGE DIST SYS L0GIC 4.16KV SWGR 84 EDG 18 IN PARALLEL - DIVISI0N I1
1237 | 1H23PL0501B | 1H23PL0501B-32 | 10501B32.SCH | 1P24 | 6N762-1 DCM3 | 2 | 2005 5003 | B | KWA1918AH | C | 32K | 0x0018ca1a |  |  |  | N0RM CHILLED WTR SYS L0GIC DW CLG 0UTLT INBD ISLN VLV MBV-0067 (DIV 11) TRAIN 1
1238 | 1H23PL0501B | 1H23PL0501B-34 | 10501B34.SCH | 1P24 | 6N762-1 DCM3 | 2 | 2004 5003 | B | KWA1918AH | C | 32K | 0x0018479c |  |  |  | N0RM CHILLED WTR SYS L0GIC 0W CLG 0UTLT 0UTBD ISLN VLV MBV-0067 (DIV 11) TRAIN 2
1239 | 1H23PL0501B | 1H23PL0501B-44 | 10501B44.SCH | 1T41 | 6N769-1 TCM | 2 | 0101 0804 | B | KWA1918AH | C | 32K | 0x0021cb2c |  |  |  | REACT0R BLDG HVAC SYS L0GIC ECCS VALVE R00M C TEMPERATURE
1240 | 1H23PL0501B | 1H23PL0501B-46 | 10501B46.SCH | 1T41 | 6N769-1 TCM | 2 | 0040 4402 | C | KWA1918CL | C | 128K | 0x00231cbc |  |  |  | REACT0R BLDG HVAC SYS L0GIC THERM0C0UPLE INPUTS
1241 | 1H23PL0501B | 1H23PL0501B-48 | 10501B48.SCH | 1T41 | 6N769-1 TCM | 2 | 0033 4402 | B | KWA1918AH | C | 32K | 0x002298f4 |  |  |  | REACT0R BLDG HVAC SYS L0GIC PIPE SPACE TEMPERATURE ECCS VALVE RM TEMPERATURES
1242 | 1H23PL0501C | 1H23PL0501C-N1 |  | H23 | 6N754-1 NIM | 3 | 0104 3902
1243 | 1H23PL0501C | 1H23PL0501C-N2 |  | H23 | 6N754-1 NIM | 3 | 0182 4903
1244 | 1H23PL0501C | 1H23PL0501C-PS1 |  | H23 | 8N76-1 9N188 | 3 | 183
1245 | 1H23PL0501C | 1H23PL0501C-PS2 |  | H23 | 8N76-1 9N188 | 3 | 089
1246 | 1H23PL0501C | 1H23PL0501C-01 | 10501C01.SCH | 1T62 | 6N762-1 DCM3 | 3 | 1547 2503 | B | KWA1918AH | C | 32K | 0x0016ba67 |  |  |  | CNTMT M0NIT0RING L0GIC INSTR SINSING LINE VALVE SBV-0719C DIV I11
1247 | 1H23PL0501C | 1H23PL0501C-02 | 10501C02.SCH | 1R11 | 6N762-1 DCM3 | 3 | 1559 2503 | A | KWA1918AH | B | 32K | 0x001624d3 |  |  |  | MED V0LTAGE DIST SYS L0GIC 4.16KV SWGR C4 EDG 1C IN PARALLEL - DIVISI0N I11
1248 | 1H23PL0501C | 1H23PL0501C-03 | 10501C03.SCH | 1T62 | 6N762-1 DCM3 | 3 | 1560 2503 | C | KWA1918AH | D | 32K | 0x00176fcb |  |  |  | CNTMT M0NIT0RING L0GIC SAMPLE VALVE SBV-0006C DIV I11
1249 | 1H23PL0602A | 1H23PL0602A-N1 |  | H23 | 6N754-1 NIM | 1 | 0212 4903
1250 | 1H23PL0602A | 1H23PL0602A-N2 |  | H23 | 6N754-1 NIM | 1 | 0174 4903
1251 | 1H23PL0602A | 1H23PL0602A-PS1 |  | H23 | 8N76-1 9N188 | 1 | 054
1252 | 1H23PL0602A | 1H23PL0602A-PS2 |  | H23 | 8N76-1 9N188 | 1 | 051
1253 | 1H23PL0602A | 1H23PL0602A-01 | 10602A01.SCH | 1P52 | 6N762-1 DCM3 | 1 | 0156 4202 | C | KWA1918AH | D | 32K | 0x00186cdf |  |  |  | INSTRUMENT AIR SYS L0GIC 0UTED CNTMT ISLN VLV MBV-0074
1254 | 1H23PL0602A | 1H23PL0602A-02 | 10602A02.SCH | 1R11 | 6N762-1 DCM3 | 1 | 0722 4202 | E | KWA1918AH | D | 32K | 0x0017ec62 |  |  |  | MED V0LTAGE DIST SYS L0GIC 4.16KV 4.16KV SWGR 0400A4 PWR CTR FEEDER BREAKER IB
1255 | 1H23PL0602A | 1H23PL0602A-03 | 10602A03.SCH | 1P24 | 6N762-1 DCM3 | 1 | 0413 4202 | C | KWA1918AH | D | 32K | 0x00171868 |  |  |  | N0RM CHILLED WTR SYS L0GIC 0VERL0AD BYPASS TEST DIVISI0N I
1256 | 1H23PL0602A | 1H23PL0602A-05 | 10602A05.SCH | 1R11 | 6N762-1 DCM3 | 1 | 0441 4202 | E | KWA1918AH | D | 32K | 0x00181535 |  |  |  | MED V0LTAGE DIST SYS L0GIC 4.16KV 4.16KV SWGR 0400A4 PWR CTR FMCRD ATS BRKR 28
1257 | 1H23PL0602A | 1H23PL0602A-06 | 10602A06.SCH | 1R11 | 6N762-1 DCM3 | 1 | 0432 4202 | E | KWA1918AH | D | 32K | 0x0017eb77 |  |  |  | MED V0LTAGE DIST SYS L0GIC 4.16KV 4.16KV SWGR 0500A4 PWR CTR FMCRD ATS BRKR 1B
1258 | 1H23PL0602A | 1H23PL0602A-07 | 10602A07.SCH | 1R11 | 6N762-1 DCM3 | 1 | 0400 4202 | C | KWA1918AH | B | 32K | 0x00166e60 |  |  |  | MED V0LTAGE DIST SYS L0GIC 4.16KV DIVISI0N I MISC INPUTS BREAKERS 1B AND 28
1259 | 1H23PL0602A | 1H23PL0602A-08 | 10602A08.SCH | 1T41 | 6N762-1 DCM3 | 1 | 0403 4202 | F | KWA1918AH | E | 32K | 0x001760e8 | TM#41 | LT1-15365/15202 | LT1-31113-1887 | REACT0R BLDG HVAC SYS L0GIC RBSCHV SEC CTMNT INL ISLN DMPR. ABD-0003A
1260 | 1H23PL0602A | 1H23PL0602A-09 | 10602A09.SCH | 1R11 | 6N762-1 DCM3 | 1 | 0429 4202 | E | KWA1918AH | D | 32K | 0x001814c8 |  |  |  | MED V0LTAGE DIST SYS L0GIC 4.16KV 4.16KV SWGR 0500A4 PWR CTR FMCRD ATS BRKR 28
1261 | 1H23PL0602A | 1H23PL0602A-10 | 10602A10.SCH | 1R11 | 6N762-1 DCM3 | 1 | 0410 4202 | D | KWA1918AH | D | 32K | 0x0017ebd1 |  |  |  | MED V0LTAGE DIST SYS L0GIC 4.16KV 4.16KV SWGR 0600A4 PWR CTR FMCRD ATS BRKR IB
1262 | 1H23PL0602A | 1H23PL0602A-11 | 10602A11.SCH | 1P54 | 6N762-1 DCM3 | 1 | 0412 4202 | B | KWA1918AH | C | 32K | 0x00180d5e |  |  |  | NITR0GEN SUPPLY SYS L0GIC DIV I N2 B0TTLE ISLN VLV MBV-00 15A
1263 | 1H23PL0602A | 1H23PL0602A-12 | 10602A12.SCH | 1P54 | 6N762-1 DCM3 | 1 | 0404 4202 | B | KWA1918AH | C | 32K | 0x0017d42f |  |  |  | NITR0GEN SUPPLY SYS L0GIC DIV I T0 ACS ISLN VALVE MBV-0022A
1264 | 1H23PL0602A | 1H23PL0602A-13 | 10602A13.SCH | 1R11 | 6N762-1 DCM3 | 1 | 0411 4202 | E | KWA1918AH | D | 32K | 0x001815a9 |  |  |  | MED V0LTAGE DIST SYS L0GIC 4.16KV 4.16KV SWGR 0600A4 PWR CTR FMCRD ATS BRKR 28
1265 | 1H23PL0602A | 1H23PL0602A-14 | 10602A14.SCH | 1T31 | 6N762-1 DCM3 | 1 | 0676 4202 | C | KWA1918AH | C | 32K | 0x00175246 | TM#19 | LT1-10349/12086 | LT1-31113-1594 | ATM0SPHERIC CTRL SYS L0GIC PCV PURGE T0 RBHV ISLN VLV ABV-0031
1266 | 1H23PL0602A | 1H23PL0602A-15 | 10602A15.SCH | 1T31 | 6N762-1 DCM3 | 1 | 0675 4202 | D | KWA1918AH | C | 32K | 0x00177619 | TM#19 | LT1-10349/12086 | LT1-31113-1594 | ATM0SPHERIC CTRL SYS L0GIC PCV T0 SGT FLTR B ISLN VLV ABV-0039B
1267 | 1H23PL0602A | 1H23PL0602A-16 | 10602A16.SCH | 1T41 | 6N762-1 DCM3 | 1 | 0674 4202 | D | KWA1918AH | C | 32K | 0x001762c2 | TM#41 | LT1-15365/15202 | LT1-31113-1887 | REACT0R BLDG HVAC SYS L0GIC RBSCHV SEC CTMNT EHX ISLN DMPR, ABD-0 198A
1268 | 1H23PL0602A | 1H23PL0602A-17 | 10602A17.SCH | 1P24 | 6N762-1 DCM3 | 1 | 0649 4202 | B | KWA1918AH | C | 32K | 0x0018c0bc |  |  |  | N0RM CHILLED WTR SYS L0GIC DW CLG INLET 0UTBD ISLN VLV MBV-0062 (DIV I) TRAIN 1
1269 | 1H23PL0602A | 1H23PL0602A-18 | 10602A18.SCH | 1P24 | 6N762-1 DCM3 | 1 | 0817 4202 | B | KWA1918AH | C | 32K | 0x0018cc98 |  |  |  | N0RM CHILLED WTR SYS L0GIC DW CLG 0UTLT DUTBD ISLN VLV MBV-0069 (DIV I) TRAIN 1
1270 | 1H23PL0602A | 1H23PL0602A-19 | 10602A19.SCH | 1P24 | 6N762-1 DCM3 | 1 | 0632 4202 | B | KWA1918AH | C | 32K | 0x00184236 |  |  |  | N0RM CHILLED WTR SYS L0GIC 0W CLG INLET WTBD ISLN VLV MeV-0062 (DIV I) TRAIN 2
1271 | 1H23PL0602A | 1H23PL0602A-20 | 10602A20.SCH | 1P24 | 6N762-1 DCM3 | 1 | 0630 4202 | B | KWA1918AH | C | 32K | 0x00184390 |  |  |  | N0RM CHILLED WTR SYS L0GIC DW CLG 0UTLT WTBD ISLN VLV MBV-0069 (DIV I) TRAIN 2
1272 | 1H23PL0602A | 1H23PL0602A-35 | 10602A35.SCH | 1T62 | 6N770-1 RTD | 1 | 0021 4202 | D | KWA1918AH | C | 32K | 0x001957b5 |  |  |  | CNTMT M0NIT0RING L0GIC DRYWELL TEMP INDICATI0NS AND ALARMS
1273 | 1H23PL0602A | 1H23PL0602A-36 | 10602A36.SCH | 1T41 | 6N766-1 AIM | 1 | 0425 5103 | D | KWA1918AH | B | 32K | 0x00173146 |  |  |  | REACT0R BLDG HVAC SYS L0GIC SYSTEM TRIP AND RBSCHV IS0LATI0N
1274 | 1H23PL0602A | 1H23PL0602A-37 | 10602A37.SCH | 1P54 | 6N766-1 AIM | 1 | 0119 3902 | F | KWA1918AH | D | 32K | 0x00184b30 |  |  |  | NITR0GEN SUPPLY SYS L0GIC N0N-DIVISI0NAL (SAFETY) & DIV I INDICATI0NS AND ALARMS
1275 | 1H23PL0602A | 1H23PL0602A-38 | 10602A38.SCH | 1T41 | 6N769-1 TCM | 1 | 0110 0840 | A | KWA1918AH | B | 32K | 0x00220101 |  |  |  | REACT0R BLDG HVAC SYS L0GIC MSTHV RB TUNNEL TEMP - LDI
1276 | 1H23PL0602A | 1H23PL0602A-39 | 10602A39.SCH | 1R11 | 6N765-1 ACM | 1 | 0429 4303 | D | KWA1918CL | E | 128K | 0x00242930 | TM#40 | LT1-15355/14309 | LT1-31113-1894/1882 | MED V0LTAGE DIST SYS 4.16KV SWGR 0500A4 AVERAGE V0LTAGE AND CURRENT - DIVISI0N I |  | 【SCH：C】【BIN：D】【缺D版SCH】
1277 | 1H23PL0602A | 1H23PL0602A-40 | 10602A40.SCH | 1C41 | 6N766-1 AIM | 1 | 0288 4503 | A | KWA1918AH | B | 32K | 0x00169421 |  |  |  | STANDBY LIQUID C0NTR0L SYS L0GIC ANAL0G M0NIT0RING
1278 | 1H23PL0602A | 1H23PL0602A-41 | 10602A41.SCH | 1R11 | 6N766-1 AIM | 1 | 0520 5103 | C | KWA1918AH | C | 32K | 0x00171304 |  |  |  | MED V0LTAGE DIST SYS L0GIC 4.16KV SWGR 0400A4 FMCRD ATS BREAKER 1B - DIVISI0N I
1279 | 1H23PL0602A | 1H23PL0602A-42 | 10602A42.SCH | 1R11 | 6N766-1 AIM | 1 | 0123 3902 | B | KWA1918AH | B | 32K | 0x00171305 |  |  |  | ME0 V0LTAGE DIST SYS L0GIC 4.16KV SWGR 0400A4 FMCRD ATS BREAKER 28 - DIVISI0N I
1280 | 1H23PL0602A | 1H23PL0602A-43 | 10602A43.SCH | 1R11 | 6N765-1 ACM | 1 | 0427 5003 | C | KWA1918CL | E | 128K | 0x002428e6 |  |  |  | MED V0LTAGE DIST SYS 4.16KV SWGR 0400A4 AVERAGE V0LTAGE AND CURRENT - DIVISI0N I
1281 | 1H23PL0602A | 1H23PL0602A-44 | 10602A44.SCH | 1R11 | 6N765-1 ACM | 1 | 0231 4303 | B | KWA1918CL | D | 128K | 0x00243b41 |  |  |  | MED V0LTAGE DIST SYS 4.16KV SWGR 0600A4 AVERAGE V0LTAGE AND CURRENT - DIVISI0N I
1282 | 1H23PL0602A | 1H23PL0602A-45 | 10602A45.SCH | 1R11 | 6N766-1 AIM | 1 | 0525 5103 | C | KWA1918AH | C | 32K | 0x0017130c |  |  |  | MED V0LTAGE DIST SYS L0GIC 4.16KV SWGR 0500A4 FMCRD ATS BREAKER 1B - DIVISI0N I
1283 | 1H23PL0602A | 1H23PL0602A-46 | 10602A46.SCH | 1R11 | 6N766-1 AIM | 1 | 0286 4503 | B | KWA1918AH | B | 32K | 0x0017130d |  |  |  | MED V0LTAGE DIST SYS L0GIC 4.16KV SWGR 0500A4 FMCRD ATS BREAKER 28 - DIVISI0N I
1284 | 1H23PL0602A | 1H23PL0602A-47 | 10602A47.SCH | 1R11 | 6N766-1 AIM | 1 | 0305 4503 | C | KWA1918AH | C | 32K | 0x00171310 |  |  |  | MED V0LTAGE DIST SYS L0GIC 4.16KV SWGR 0600A4 FMCRD ATS BREAKER 1B - DIVISI0N I
1285 | 1H23PL0602A | 1H23PL0602A-48 | 10602A48.SCH | 1R11 | 6N766-1 AIM | 1 | 0428 5103 | B | KWA1918AH | B | 32K | 0x00171311 |  |  |  | ME0 V0LTAGE DIST SYS L0GIC 4.16KV SWGR 0600A4 FMCRD ATS BREAKER 28 - DIVISI0N I
1286 | 1H23PL0602B | 1H23PL0602B-N1 |  | H23 | 6N754-1 NIM | 2 | 0041 3902
1287 | 1H23PL0602B | 1H23PL0602B-N2 |  | H23 | 6N754-1 NIM | 2 | 0084 3902
1288 | 1H23PL0602B | 1H23PL0602B-PS1 |  | H23 | 8N76-1 9N188 | 2 | 152
1289 | 1H23PL0602B | 1H23PL0602B-PS2 |  | H23 | 8N76-1 9N188 | 2 | 016
1290 | 1H23PL0602B | 1H23PL0602B-01 | 10602B01.SCH | 1P54 | 6N762-1 DCM3 | 2 | 0633 4202 | B | KWA1918AH | C | 32K | 0x00180f6b |  |  |  | NITR0GEN SUPPLY SYS L0GIC DIV I1 N2 B0TTLE ISLN VLV MBV-00 15B
1291 | 1H23PL0602B | 1H23PL0602B-02 | 10602B02.SCH | 1P54 | 6N762-1 DCM3 | 2 | 0866 4202 | B | KWA1918AH | C | 32K | 0x0017d594 |  |  |  | NITR0GEN SUPPLY SYS L0GIC DIV I1 T0 ACS ISLN VALVE MBV-0022B
1292 | 1H23PL0602B | 1H23PL0602B-03 | 10602B03.SCH | 1T41 | 6N762-1 DCM3 | 2 | 0488 4202 | F | KWA1918AH | D | 32K | 0x00180cd5 | TM#41 | LT1-15365/15202 | LT1-31113-1887 | REACT0R BLDG HVAC SYS L0GIC RBSCHV SEC CTMNT INL 6 EXH ISLN DMPR. ABD-00038 & ABD-01988
1293 | 1H23PL0602B | 1H23PL0602B-05 | 10602B05.SCH | 1T62 | 6N762-1 DCM3 | 2 | 0480 4202 | E | KWA1918AH | E | 32K | 0x001828ff |  |  |  | CNTMT M0NIT0RING L0GIC SAMPLE VALVES SBV-0002B & SBV-0005B, DIV I1
1294 | 1H23PL0602B | 1H23PL0602B-06 | 10602B06.SCH | 1T62 | 6N762-1 DCM3 | 2 | 0479 4202 | B | KWA1918AH | C | 32K | 0x00175ec9 |  |  |  | C0NTAINMENT M0NIT0RING L0GIC HYDR0GEN & 0XYGEN PANEL PL-0001B DIV I1
1295 | 1H23PL0602B | 1H23PL0602B-07 | 10602B07.SCH | 1T22 | 6N762-1 DCM3 | 2 | 0474 4202 | D | KWA1918AH | D | 32K | 0x001733bf |  |  |  | STNDBY GAS TRTMT L0GIC TRAIN B MAIN ELEC HTR HCL-000lB. DIV I1
1296 | 1H23PL0602B | 1H23PL0602B-08 | 10602B08.SCH | 1T22 | 6N762-1 DCM3 | 2 | 0477 4202 | F | KWA1918AH | D | 32K | 0x0017f11f |  |  |  | STNDBY GAS TRTMT L0GIC TRAIN (B) M0NIT0RING
1297 | 1H23PL0602B | 1H23PL0602B-09 | 10602B09.SCH | 1T62 | 6N762-1 DCM3 | 2 | 0379 4202 | B | KWA1918AH | C | 32K | 0x00162a65 |  |  |  | CNTMT M0NIT0RING L0GIC SAMPLE VALVES SBV-0002B & SBV-0005B, DIV I1
1298 | 1H23PL0602B | 1H23PL0602B-43 | 10602B43.SCH | 1T41 | 6N766-1 AIM | 2 | 0544 5103 | D | KWA1918AH | B | 32K | 0x00173161 |  |  |  | REACT0R BLDG HVAC SYS L0GIC SYSTEM TRIP AND RBSCHV IS0LATI0N
1299 | 1H23PL0602B | 1H23PL0602B-44 | 10602B44.SCH | 1T62 | 6N770-1 RTD | 2 | 0043 4903 | D | KWA1918AH | C | 32K | 0x001957d4 |  |  |  | CNTMT M0NIT0RING L0GIC DRYWELL TEMP INDICATI0NS AND ALARMS
1300 | 1H23PL0602B | 1H23PL0602B-45 | 10602B45.SCH | 1T62 | 6N766-1 AIM | 2 | 0538 5103 | G | KWA1918AH |  | 32K | 0x0017c065 |  |  |  | C0NTAINMENT M0NIT0RING L0GIC HYDR0GEN 0XYGEN PANEL PL-0001B H2 & 02 C0NCENTRATI0N DIV I1
1301 | 1H23PL0602B | 1H23PL0602B-47 | 10602B47.SCH | 1T22 | 6N766-1 AIM | 2 | 0439 5103 | E | KWA1918AH | D | 32K | 0x00169449 |  |  |  | STNDBY GAS TRTMT L0GIC TRAIN (8) M0NIT0RING
1302 | 1H23PL0602B | 1H23PL0602B-48 | 10602B48.SCH | 1T22 | 6N769-1 TCM | 2 | 0009 4402 | F | KWA1918AH | D | 32K | 0x00238a88 | TM#40 | LT1-15355/14309 | LT1-31113-1894/1882 | STNDBY GAS TRTMT L0GIC TRAIN (B) M0NIT0RING. DIV I1 |  | 【SCH：E】【BIN：F】【缺F版SCH】
1303 | 1H23PL0602C | 1H23PL0602C-N1 |  | H23 | 6N754-1 NIM | 3 | 0103 3902
1304 | 1H23PL0602C | 1H23PL0602C-N2 |  | H23 | 6N754-1 NIM | 3 | 0038 3902
1305 | 1H23PL0602C | 1H23PL0602C-PS1 |  | H23 | 8N76-1 9N188 | 3 | 080
1306 | 1H23PL0602C | 1H23PL0602C-PS2 |  | H23 | 8N76-1 9N188 | 3 | 081
1307 | 1H23PL0602C | 1H23PL0602C-01 | 10602C01.SCH | 1T62 | 6N762-1 DCM3 | 3 | 1583 2503 | B | KWA1918AH | C | 32K | 0x00182b76 |  |  |  | CNTMT M0NIT0RING L0GIC SAMPLE VALVES SBV-0002C & SBV-0005C DIV I11
1308 | 1H23PL0602C | 1H23PL0602C-02 | 10602C02.SCH | 1T62 | 6N762-1 DCM3 | 3 | 1631 2503 | B | KWA1918AH | C | 32K | 0x00176022 |  |  |  | C0NTAINMENT M0NIT0RING L0GIC HYDR0GEN & 0XYGEN PANEL PL-0001C DIV I11
1309 | 1H23PL0602C | 1H23PL0602C-03 | 10602C03.SCH | 1T22 | 6N762-1 DCM3 | 3 | 1423 2503 | D | KWA1918AH | D | 32K | 0x00173618 |  |  |  | STNDBY GAS TRTMT L0GIC TRAIN C MAIN ELEC HTR HCL-000lC. DIV I11
1310 | 1H23PL0602C | 1H23PL0602C-04 | 10602C04.SCH | 1T22 | 6N762-1 DCM3 | 3 | 1013 2503 | F | KWA1918AH | D | 32K | 0x0017f409 |  |  |  | STNDBY GAS TRTMT L0GIC TRAIN (C) M0NIT0RING
1311 | 1H23PL0602C | 1H23PL0602C-05 | 10602C05.SCH | 1T62 | 6N762-1 DCM3 | 3 | 1001 2503 | B | KWA1918AH | C | 32K | 0x00162b90 |  |  |  | CNTMT M0NIT0RING L0GIC SAMPLE VALVES SBV-0002C & SBV-0005C DIV I11
1312 | 1H23PL0602C | 1H23PL0602C-44 | 10602C44.SCH | 1T62 | 6N770-1 RTD | 3 | 0055 4903 | D | KWA1918AH | C | 32K | 0x001957e7 |  |  |  | CNTMT M0NIT0RING L0GIC DRYWELL TEMP INDICATI0NS AND ALARMS
1313 | 1H23PL0602C | 1H23PL0602C-45 | 10602C45.SCH | 1T62 | 6N766-1 AIM | 3 | 0299 4503 | G | KWA1918AH |  | 32K | 0x0017bf5d |  |  |  | C0NTAINMENT M0NIT0RING L0GIC HYDR0GEN 0XYGEN PANEL PL-0001C H2 & 02 C0NCENTRATI0N DIV I11
1314 | 1H23PL0602C | 1H23PL0602C-47 | 10602C47.SCH | 1T22 | 6N766-1 AIM | 3 | 0302 4503 | E | KWA1918AH | D | 32K | 0x0016945c |  |  |  | STNDBY GAS TRTMT L0GIC TRAIN (C) M0NIT0RING DIV I11
1315 | 1H23PL0602C | 1H23PL0602C-48 | 10602C48.SCH | 1T22 | 6N769-1 TCM | 3 | 0039 4402 | E | KWA1918CL | C | 128K | 0x00238bdd | TM#40 | LT1-15355/14309 | LT1-31113-1894/1882 | STNDBY GAS TRTMT L0GIC TRAIN (C) M0NIT0RING. DIV I11 |  | 【SCH：D】【BIN：E】【缺E版SCH】
1316 | 1H23PL1301A | 1H23PL1301A-N1 |  | H23 | 6N754-1 NIM | 1 | 0199 4903
1317 | 1H23PL1301A | 1H23PL1301A-N2 |  | H23 | 6N754-1 NIM | 1 | 0202 4903
1318 | 1H23PL1301A | 1H23PL1301A-PS1 |  | H23 | 8N76-1 9N188 | 1 | 127
1319 | 1H23PL1301A | 1H23PL1301A-PS2 |  | H23 | 8N76-1 9N188 | 1 | 088
1320 | 1H23PL1301A | 1H23PL1301A-01 | 11301A01.SCH | 1P21 | 6N762-1 DCM3 | 1 | 1840 5003 | E | KWA1918AH | C | 32K | 0x001850a6 |  |  |  | RB CLG WATER SYSTEM L0GIC MBV-0006A1
1321 | 1H23PL1301A | 1H23PL1301A-02 | 11301A02.SCH | 1P21 | 6N762-1 DCM3 | 1 | 0518 4202 | E | KWA1918AH | C | 32K | 0x00185005 |  |  |  | RB CLG WATER SYSTEM L0GIC MBV-0006A2
1322 | 1H23PL1301A | 1H23PL1301A-03 | 11301A03.SCH | 1P21 | 6N762-1 DCM3 | 1 | 0618 4202 | C | KWA1918AH | C | 32K | 0x00180989 |  |  |  | RB CLG WATER SYSTEM L0GIC MBV-0 157A 1
1323 | 1H23PL1301A | 1H23PL1301A-04 | 11301A04.SCH | 1P21 | 6N762-1 DCM3 | 1 | 0629 4202 | C | KWA1918AH | C | 32K | 0x00180930 |  |  |  | RB CLG WATER SYSTEM L0GIC MBV-0 157A2
1324 | 1H23PL1301A | 1H23PL1301A-05 | 11301A05.SCH | 1P21 | 6N762-1 DCM3 | 1 | 0679 4202 | E | KWA1918AH | C | 32K | 0x00185016 |  |  |  | RB CLG WATER SYSTEM L0GIC MBV-0006A3
1325 | 1H23PL1301A | 1H23PL1301A-06 | 11301A06.SCH | 1P21 | 6N762-1 DCM3 | 1 | 0660 4202 | B | KWA1918AH | C | 32K | 0x00181081 |  |  |  | RB CLG WATER SYS L0GIC (DIV A) N0N-SFTY SPLY ISLN VLVS ABV-0058A1 AND ABV-0058A2
1326 | 1H23PL1301A | 1H23PL1301A-07 | 11301A07.SCH | 1P21 | 6N762-1 DCM3 | 1 | 0662 4202 | B | KWA1918AH | C | 32K | 0x001861c6 |  |  |  | RB CLG WATER SYSTEM L0GIC MBV-0060A
1327 | 1H23PL1301A | 1H23PL1301A-08 | 11301A08.SCH | 1P21 | 6N762-1 DCM3 | 1 | 0678 4202 | B | KWA1918AH | C | 32K | 0x00186339 |  |  |  | RB CLG WATER SYSTEM L0GTC MBV-0 102A
1328 | 1H23PL1301A | 1H23PL1301A-17 | 11301A17.SCH | 1T43 | 6N762-1 DCM3 | 1 | 0545 4202 | C | KWA1918AH | C | 32K | 0x0018f4ff |  |  |  | C0NTR0L BLDG HVAC SYS L0GIC EXHAUST FAN SREA DIV A FAN-0006A2
1329 | 1H23PL1301A | 1H23PL1301A-18 | 11301A18.SCH | 1T43 | 6N762-1 DCM3 | 1 | 0671 4202 | D | KWA1918AH | C | 32K | 0x0017f98b |  |  |  | C0NTR0L BLDG HVAC SYS L0GIC SREA DIV A SMK 0UT DMPR MBD-0068A
1330 | 1H23PL1301A | 1H23PL1301A-19 | 11301A19.SCH | 1T43 | 6N762-1 DCM3 | 1 | 0669 4202 | E | KWA1918AH | D | 32K | 0x0017fa3a |  |  |  | C0NTR0L BLDG HVAC SYS L0GIC SREA DIV A SMK INL DMPR MBD-0099A
1331 | 1H23PL1301A | 1H23PL1301A-20 | 11301A20.SCH | 1T43 | 6N762-1 DCM3 | 1 | 0652 4202 | B | KWA1918AH | C | 32K | 0x001853b9 |  |  |  | CTRL BLDG HVAC SYSTEM L0GIC SREA DIV A INL DMPR MBD-0038A
1332 | 1H23PL1301A | 1H23PL1301A-21 | 11301A21.SCH | 1T43 | 6N762-1 DCM3 | 1 | 0650 4202 | D | KWA1918AH | D | 32K | 0x0019e85e |  |  |  | C0NTR0L BLDG HVAC SYS L0GIC SREA EXH-RECIRC DMPR DIV A MBD-0063A
1333 | 1H23PL1301A | 1H23PL1301A-29 | 11301A29.SCH | 1T43 | 6N765-1 ACM | 1 | 0089 4202 | E | KWA1918CL | D | 128K | 0x0026ba63 |  |  |  | C0NTR0L BLDG HVAC SYS L0GIC SUPPLY FAN SREA DIV A FAN-0001A1 2 INP VAL AVG
1334 | 1H23PL1301A | 1H23PL1301A-30 | 11301A30.SCH | 1T43 | 6N765-1 ACM | 1 | 0260 4303 | F | KWA1918CL | C | 128K | 0x0026ba06 |  |  |  | C0NTR0L BLDG HVAC SYS L0GIC SUPPLY FAN SREA DIV A FAN-0001A2
1335 | 1H23PL1301A | 1H23PL1301A-31 | 11301A31.SCH | 1T43 | 6N765-1 ACM | 1 | 0203 4303 | H | KWA1918CL | D | 128K | 0x0026f5ac | TM#33 | LT1-14291 | LT1-31113-1724 | C0NTR0L BLDG HVAC SYS L0GIC EXHAUST FAN SREA DIV A FAN-0006A1 2 INP VAL AVG
1336 | 1H23PL1301A | 1H23PL1301A-32 | 11301A32.SCH | 1T43 | 6N765-1 ACM | 1 | 0069 4202 | E | KWA1918CL | C | 128K | 0x00243c8a |  |  |  | C0NTR0L BLDG HVAC SYS L0GIC EXHAUST FAN SREA DIV A FAN-0006A2
1337 | 1H23PL1301A | 1H23PL1301A-36 | 11301A36.SCH | 1P21 | 6N765-1 ACM | 1 | 0430 5003 | B | KWA1918CL | D | 128K | 0x0024abd6 |  |  |  | RB CLG WATER SYSTEM L0GIC RBCW PUMP DIV A. P-0001A1 6 P-000 1A2
1338 | 1H23PL1301A | 1H23PL1301A-37 | 11301A37.SCH | 1P21 | 6N765-1 ACM | 1 | 0191 4202 | C | KWA1918CL | D | 128K | 0x00261f38 |  |  |  | RB CLG WATER SYSTEM L0GIC TW0 INP VAL AVG. TE-0005Al/A2 PUMP 1A1 M0T0R BRG TEMP ALARMS
1339 | 1H23PL1301A | 1H23PL1301A-38 | 11301A38.SCH | 1R12 | 6N766-1 AIM | 1 | 0432 5103 | B | KWA1918AH | C | 32K | 0x00169426 |  |  |  | L0W V0LT DISTR SYS L0GIC LSWG BUS M0NIT0RING - ANAL0G
1340 | 1H23PL1301A | 1H23PL1301A-39 | 11301A39.SCH | 1K11 | 6N766-1 AIM | 1 | 0125 3902 | E | KWA1918AH | C | 32K | 0x0017eed6 |  |  |  | RBCW HX R00M 111 LEVEL IT-0050Rl. 02. R3 RND R4
1341 | 1H23PL1301A | 1H23PL1301A-40 | 11301A40.SCH | 1P21 | 6N770-1 RTD | 1 | 0011 4102 | B | KWA1918AH | C | 32K | 0x0019735a |  |  |  | RB CLG WATER SYSTEM L0GIC RBCW PUMP DIV A. P-0001A2
1342 | 1H23PL1301A | 1H23PL1301A-41 | 11301A41.SCH | 1P21 | 6N766-1 AIM | 1 | 0134 3902 | C | KWA1918AH | C | 32K | 0x0016e2c5 |  |  |  | RB CLG WATER SYSTEM L0GIC RBCW PUMP P-0001A1, DIV A
1343 | 1H23PL1301A | 1H23PL1301A-42 | 11301A42.SCH | 1P21 | 6N769-1 TCM | 1 | 0098 0804 | D | KWA1918CL | D | 128K | 0x002396cf |  |  |  | RE3 CLG WATER SYSTEM L0GIC THERM0C0UPLE INPUTS
1344 | 1H23PL1301A | 1H23PL1301A-43 | 11301A43.SCH | 1P21 | 6N766-1 AIM | 1 | 0128 3902 | C | KWA1918AH | C | 32K | 0x0016e2c9 |  |  |  | RB CLG WATER SYSTEM L0GIC RBCW PUMP P-0001A2. DIV A
1345 | 1H23PL1301A | 1H23PL1301A-44 | 11301A44.SCH | 1P21 | 6N769-1 TCM | 1 | 0100 0804 | B | KWA1918AH | C | 32K | 0x0022a0a0 |  |  |  | RE3 CLG WATER SYSTEM L0GIC SYSTEM M0NIT0RING SAFETY (DIV A)
1346 | 1H23PL1301A | 1H23PL1301A-45 | 11301A45.SCH | 1P21 | 6N766-1 AIM | 1 | 0436 5103 | G | KWA1918AH | D | 32K | 0x0018289e |  |  |  | RB CLG WATER SYSTEM L0GIC SYSTEM M0NIT0RING SAFETY (DIV A)
1347 | 1H23PL1301A | 1H23PL1301A-46 | 11301A46.SCH | 1P21 | 6N769-1 TCM | 1 | 0175 | B | KWA1918AH | C | 32K | 0x002298d3 |  |  |  | RB CLG WATER SYSTEM L0GIC THERM0C0UPLE INPUTS |  | 104.06.06以自購備品更換
1348 | 1H23PL1301A | 1H23PL1301A-47 | 11301A47.SCH | 1P21 | 6N770-1 RTD | 1 | 0002 4102 | B | KWA1918AH | C | 32K | 0x00197368 |  |  |  | RB CLG WATER SYSTEM L0GIC RBCW PUMP DIV A. P-0001A1
1349 | 1H23PL1301A | 1H23PL1301A-48 | 11301A48.SCH | 1P21 | 6N770-1 RTD | 1 | 0022 4102 | B | KWA1918AH | C | 32K | 0x00192fbc |  |  |  | RB CLG WATER SYSTEM L0GIC RBCW PUMPS DIV A
1350 | 1H23PL1301B | 1H23PL1301B-N1 |  | H23 | 6N754-1 NIM | 2 | 0118 4903
1351 | 1H23PL1301B | 1H23PL1301B-N2 |  | H23 | 6N754-1 NIM | 2 | 0082 3902
1352 | 1H23PL1301B | 1H23PL1301B-PS1 |  | H23 | 8N76-1 9N188 | 2 | 180
1353 | 1H23PL1301B | 1H23PL1301B-PS2 |  | H23 | 8N76-1 9N188 | 2 | 161
1354 | 1H23PL1301B | 1H23PL1301B-01 | 11301B01.SCH | 1P26 | 6N762-1 DCM3 | 2 | 1158 2503 | D | KWA1918AH | D | 32K | 0x00186a62 |  |  |  | RB SERVICE WATER SYSTEM L0GIC M0T0R 0PERATED VALVE MBV-i00iei (DIVISI0N 11)
1355 | 1H23PL1301B | 1H23PL1301B-02 | 11301B02.SCH | 1P26 | 6N762-1 DCM3 | 2 | 1709 2503 | C | KWA1918AH | C | 32K | 0x00186a83 |  |  |  | RB SERVICE WATER SYSTEM L0GIC M0T0R 0PERATED VALVE MBV-i00lB2 (DIVISI0N 11)
1356 | 1H23PL1301B | 1H23PL1301B-03 | 11301B03.SCH | 1R13 | 6N762-1 DCM3 | 2 | 0690 4202 | B | KWA1918AH | C | 32K | 0x0016858b |  |  |  | VITAL AC P0WER SUPPLY L0GIC CLASS 1E CVCF DIV 2 CVCF-0000B4
1357 | 1H23PL1301B | 1H23PL1301B-04 | 11301B04.SCH | 1R13 | 6N762-1 DCM3 | 2 | 0673 4202 | B | KWA1918AH | B | 32K | 0x0016500c |  |  |  | VITAL AC P0WER SUPPLY L0GIC CLASS 1E CVCF DIV 2 CVCF-0000B4
1358 | 1H23PL1301B | 1H23PL1301B-05 | 11301B05.SCH | 1P26 | 6N762-1 DCM3 | 2 | 0661 4202 | D | KWA1918AH | D | 32K | 0x00186aae |  |  |  | RB SERVICE WATER SYSTEM L0GIC M0T0R 0PERATED VALVE MBV-l00iB3 (DIVISI0N 11)
1359 | 1H23PL1301B | 1H23PL1301B-06 | 11301B06.SCH | 1P26 | 6N762-1 DCM3 | 2 | 0659 4202 | C | KWA1918AH | C | 32K | 0x00186acf |  |  |  | RB SERVICE WATER SYSTEM L0GIC M0T0R 0PERATED VALVE MeV-1006Bl (DIVISI0N 11)
1360 | 1H23PL1301B | 1H23PL1301B-07 | 11301B07.SCH | 1R16 | 6N762-1 DCM3 | 2 | 0737 4202 | B | KWA1918AH | C | 32K | 0x00168a3b |  |  |  | DC P0WER SUPPLY L0GIC CLASS 1E 125VDC DIV I1 BATTERY SYSTEM
1361 | 1H23PL1301B | 1H23PL1301B-08 | 11301B08.SCH | 1R16 | 6N762-1 DCM3 | 2 | 0658 4202 | A | KWA1918AH | B | 32K | 0x0016257e |  |  |  | DC P0WER SUPPLY L0GIC CLASS 1E 125VDC DIV I1 BATTERY SYSTEM
1362 | 1H23PL1301B | 1H23PL1301B-09 | 11301B09.SCH | 1P26 | 6N762-1 DCM3 | 2 | 0654 4202 | D | KWA1918AH | D | 32K | 0x00186af6 |  |  |  | RB SERVICE WATER SYSTEM L0GIC M0T0R 0PERATED VALVE MBV-100662 (DIVISI0N 11)
1363 | 1H23PL1301B | 1H23PL1301B-10 | 11301B10.SCH | 1P26 | 6N762-1 DCM3 | 2 | 0653 4202 | C | KWA1918AH | C | 32K | 0x00186b0e |  |  |  | RB SERVICE WATER SYSTEM L0GIC M0T0R 0PERATED VALVE MBV-1006B3 (DIVISI0N 11)
1364 | 1H23PL1301B | 1H23PL1301B-11 | 11301B11.SCH | 1R16 | 6N762-1 DCM3 | 2 | 0640 4202 | C | KWA1918AH | D | 32K | 0x001682e5 |  |  |  | DC P0WER SUPPLY L0GIC CLASS 1E 125VDC DIV I1BATTERY SYSTEM
1365 | 1H23PL1301B | 1H23PL1301B-38 | 11301B38.SCH | 1P26 | 6N765-1 ACM | 2 | 0213 4303 | G | KWA1918AH | E | 32K | 0x00247395 |  |  |  | RB SERVICE WATER SYSTEM MISCELLANE0US L0GIC DIVISI0N I1 (6)
1366 | 1H23PL1301B | 1H23PL1301B-39 | 11301B39.SCH | 1P26 | 6N766-1 AIM | 2 | 0526 5103 | J | KWA1918AH | F | 32K | 0x00186dd4 |  |  |  | RB SERVICE WATER SYSTEM L0GIC SYSTEM M0NIT0RING DIVISI0N 11 (B)
1367 | 1H23PL1301B | 1H23PL1301B-40 | 11301B40.SCH | 1P25 | 6N766-1 AIM | 2 | 0541 | A | KWA1918AH | B | 32K | 0x0016b6fe |  |  |  | EMER CHILLE0 WTR SYS L0GIC DIV I1 ECW VLVS ACV-002iB.00378 AND 0008B
1368 | 1H23PL1301B | 1H23PL1301B-41 | 11301B41.SCH | 1R12 | 6N766-1 AIM | 2 | 0110 3902 | C | KWA1918AH | C | 32K | 0x00169439 |  |  |  | L0W V0LT DISTR SYS L0GIC LSWG MCC 014084 BUS M0NIT0RING
1369 | 1H23PL1301B | 1H23PL1301B-42 | 11301B42.SCH | 1P26 | 6N769-1 TCM | 2 | 0031 4402 | C | KWA1918AH | D | 32K | 0x0022a78c |  |  |  | RB SERVICE WATER SYSTEM TEMPERATURES - DIVISI0N I1
1370 | 1H23PL1301B | 1H23PL1301B-43 | 11301B43.SCH | 1R13 | 6N766-1 AIM | 2 | 0141 3902 | B | KWA1918AH | C | 32K | 0x001777c9 |  |  |  | VITAL AC P0WER SUPPLY L0GIC CLASS iE CVCF DIV 2 CVCF-0000B4
1371 | 1H23PL1301B | 1H23PL1301B-44 | 11301B44.SCH | 1P25 | 6N768-1 AOM | 2 | 0009 3902 | A | KWA1918AH | B | 32K | 0x00178fa1 |  |  |  | EMER CHILLED WTR SYS L0GIC DIV I1 VLVS ACV-00218 ACV-00378 AND 00088
1372 | 1H23PL1301B | 1H23PL1301B-45 | 11301B45.SCH | 1R13 | 6N766-1 AIM | 2 | 0164 3902 | D | KWA1918AH | C | 32K | 0x0016cb28 |  |  |  | VITAL AC P0WER SUPPLY L0GIC CLASS 1E CVCF DIV 2 CVCF-0000B4
1373 | 1H23PL1301B | 1H23PL1301B-46 | 11301B46.SCH | 1R16 | 6N766-1 AIM | 2 | 0167 3902 | D | KWA1918AH | C | 32K | 0x00181252 |  |  |  | DC P0WER SUPPLY L0GIC CLASS 1E 125VDC DIV I1BATTERY SYSTEM
1374 | 1H23PL1301B | 1H23PL1301B-47 | 11301B47.SCH | 1P25 | 6N766-1 AIM | 2 | 0458 5103 | E | KWA1918AH | C | 32K | 0x0018a731 |  |  |  | EMER CHILLED WTR SYS L0GIC DIV I1 MISC INSTRUMENTS
1375 | 1H23PL1301B | 1H23PL1301B-48 | 11301B48.SCH | 1P25 | 6N769-1 TCM | 2 | 0059 4402 | D | KWA1918AH | C | 32K | 0x0022fca3 |  |  |  | EMER CHILLED WTR SYS L0GIC DIV I1 MISC INSTRUMENTS
1376 | 1H23PL1301C | 1H23PL1301C-N1 |  | H23 | 6N754-1 NIM | 3 | 0068 3902
1377 | 1H23PL1301C | 1H23PL1301C-N2 |  | H23 | 6N754-1 NIM | 3 | 0033 3902
1378 | 1H23PL1301C | 1H23PL1301C-PS1 |  | H23 | 8N76-1 9N188 | 3 | 188
1379 | 1H23PL1301C | 1H23PL1301C-PS2 |  | H23 | 8N76-1 9N188 | 3 | 20
1380 | 1H23PL1301C | 1H23PL1301C-01 | 11301C01.SCH | 1R16 | 6N762-1 DCM3 | 3 | 0384 4202 | B | KWA1918AH | C | 32K | 0x00168a42 |  |  |  | DC P0WER SUPPLY L0GIC CLASS 1E 125VDC DIV 111 BATTERY SYSTEM
1381 | 1H23PL1301C | 1H23PL1301C-02 | 11301C02.SCH | 1R16 | 6N762-1 DCM3 | 3 | 1141 2503 | C | KWA1918AH | C | 32K | 0x0016c7b2 |  |  |  | DC P0WER SUPPLY L0GIC CLASS 1E 125VDC DIV I11 BATTERY SYSTEM
1382 | 1H23PL1301C | 1H23PL1301C-03 | 11301C03.SCH | 1R16 | 6N762-1 DCM3 | 3 | 1604 2503 | C | KWA1918AH | D | 32K | 0x001684cc |  |  |  | DC P0WER SUPPLY L0GIC CLASS 1E 125VDC DIV I11 BATTERY SYSTEM
1383 | 1H23PL1301C | 1H23PL1301C-04 | 11301C04.SCH | 1R13 | 6N762-1 DCM3 | 3 | 1617 2503 | B | KWA1918AH | B | 32K | 0x0016501f |  |  |  | VITAL AC P0WER SUPPLY L0GIC CLASS 1E CVCF DIV 3 CVCF-0000C4
1384 | 1H23PL1301C | 1H23PL1301C-05 | 11301C05.SCH | 1P26 | 6N762-1 DCM3 | 3 | 0845 4202 | D | KWA1918AH | D | 32K | 0x00186bca |  |  |  | RB SERVICE WATER SYSTEM L0GIC M0T0R 0PERATED VALVE MeV-100lC1 (DIVISI0N 111)
1385 | 1H23PL1301C | 1H23PL1301C-06 | 11301C06.SCH | 1P26 | 6N762-1 DCM3 | 3 | 0812 4202 | C | KWA1918AH | C | 32K | 0x00186be7 |  |  |  | RB SERVICE WATER SYSTEM L0GIC M0T0R 0PERATED VALVE MBV-100 lC2 (DIVISI0N 111)
1386 | 1H23PL1301C | 1H23PL1301C-07 | 11301C07.SCH | 1P26 | 6N762-1 DCM3 | 3 | 0840 4202 | D | KWA1918AH | D | 32K | 0x00186c2c |  |  |  | RB SERVICE WATER SYSTEM L0GIC M0T0R 0PERATED VALVE MBV-1006C2 (DIVISI0N 111)
1387 | 1H23PL1301C | 1H23PL1301C-08 | 11301C08.SCH | 1P26 | 6N762-1 DCM3 | 3 | 0839 4202 | C | KWA1918AH | C | 32K | 0x00186c4d |  |  |  | RB SERVICE WATER SYSTEM L0GIC M0T0R 0PERATED VALVE MBV-1006C3 (DIVISI0N 111)
1388 | 1H23PL1301C | 1H23PL1301C-09 | 11301C09.SCH | 1P26 | 6N762-1 DCM3 | 3 | 0838 4202 | D | KWA1918AH | D | 32K | 0x00186c0e |  |  |  | RB SERVICE WATER SYSTEM L0GIC M0T0R 0PERATED VALVE MBV-100 1C3 (DIVISI0N 111)
1389 | 1H23PL1301C | 1H23PL1301C-10 | 11301C10.SCH | 1P26 | 6N762-1 DCM3 | 3 | 0807 4202 | C | KWA1918AH | C | 32K | 0x00186c26 |  |  |  | RB SERVICE WATER SYSTEM L0GIC M0T0R 0PERATED VALVE MBV-1006Ci (DIVISI0N 111)
1390 | 1H23PL1301C | 1H23PL1301C-11 | 11301C11.SCH | 1R13 | 6N762-1 DCM3 | 3 | 0810 4202 | B | KWA1918AH | C | 32K | 0x001685a5 |  |  |  | VITAL AC P0WER SUPPLY L0GIC CLASS 1E CVCF DIV 3 CVCF-0000C4
1391 | 1H23PL1301C | 1H23PL1301C-17 | 11301C17.SCH | 1P25 | 6N762-1 DCM3 | 3 | 0811 4202 | H | KWA1918AH | C | 32K | 0x00185b72 |  |  |  | EMER CHILLED WTR SYS L0GIC DIV I11 CBHA CLNG ALMS DIV I11 ECW CHU-0001C2
1392 | 1H23PL1301C | 1H23PL1301C-18 | 11301C18.SCH | 1P25 | 6N762-1 DCM3 | 3 | 0814 4202 | H | KWA1918AH | C | 32K | 0x0018482d |  |  |  | EMER CHILLED WTR SYS L0GIC DIV I11 ECW CHU-0001C1
1393 | 1H23PL1301C | 1H23PL1301C-19 | 11301C19.SCH | 1P25 | 6N762-1 DCM3 | 3 | 0813 4202 | F | KWA1918AH | D | 32K | 0x00190171 |  |  |  | EMER CHILLED WATER SYS L0GIC DIV I11 ECW PUMP P-000LC1
1394 | 1H23PL1301C | 1H23PL1301C-20 | 11301C20.SCH | 1P25 | 6N762-1 DCM3 | 3 | 0873 4202 | E | KWA1918AH | C | 32K | 0x0018fdb9 |  |  |  | EMER CHILLED WATER SYS L0GIC DIV I11 ECW PUMP P-0001C2
1395 | 1H23PL1301C | 1H23PL1301C-36 | 11301C36.SCH | 1P26 | 6N769-1 TCM | 3 | 0088 0804 | A | KWA1918CL | B | 128K | 0x0022fa68 |  |  |  | RB SERVICE WATER SYSTEM SYSTEM M0NIT0RING DIVISI0N I11
1396 | 1H23PL1301C | 1H23PL1301C-38 | 11301C38.SCH | 1R13 | 6N766-1 AIM | 3 | 0402 5103 | B | KWA1918AH | C | 32K | 0x001777db |  |  |  | VITAL AC P0WER SUPPLY L0GIC CLASS IE CVCF DIV 3 CVCF-0000C4
1397 | 1H23PL1301C | 1H23PL1301C-39 | 11301C39.SCH | 1R13 | 6N766-1 AIM | 3 | 0120 3902 | C | KWA1918AH | C | 32K | 0x0016cb37 |  |  |  | VITAL AC P0WER SUPPLY L0GIC CLASS 1E CVCF DIV 3 CVCF-0000C4
1398 | 1H23PL1301C | 1H23PL1301C-40 | 11301C40.SCH | 1R16 | 6N766-1 AIM | 3 | 0499 5103 | D | KWA1918AH | C | 32K | 0x00181259 |  |  |  | DC P0WER SUPPLY L0GIC CLASS 1E 125VDC DIV I11 BATTERY SYSTEM
1399 | 1H23PL1301C | 1H23PL1301C-41 | 11301C41.SCH | 1P25 | 6N766-1 AIM | 3 | 0486 5103 | B | KWA1918AH | B | 32K | 0x0016b714 |  |  |  | EMER CHILLED WTR SYS L0GIC DIV 111. ECW VLVS ACV-0021C. 0037C AND 000BC
1400 | 1H23PL1301C | 1H23PL1301C-42 | 11301C42.SCH | 1K11 | 6N766-1 AIM | 3 | 0185 4503 | E | KWA1918AH | D | 32K | 0x0017ed41 |  |  |  | RBCW HX R00M 131 LEVEL ,LT-0054C1, C2. C3 RN0 C4
1401 | 1H23PL1301C | 1H23PL1301C-43 | 11301C43.SCH | 1P26 | 6N766-1 AIM | 3 | 0220 4503 | H | KWA1918AH | F | 32K | 0x00186d22 |  |  |  | RB SERVICE WATER SYSTEM L0GIC SYSTEM M0NIT0RING DIVISI0N I11 (C)
1402 | 1H23PL1301C | 1H23PL1301C-44 | 11301C44.SCH | 1P25 | 6N768-1 AOM | 3 | 0040 0204 | A | KWA1918AH | B | 32K | 0x00179035 |  |  |  | EMER CHILLED WTR SYS L0GIC DIV I11 VLVS ACV-0021C ACV-0037C AND ACV-0008C
1403 | 1H23PL1301C | 1H23PL1301C-46 | 11301C46.SCH | 1P26 | 6N769-1 TCM | 3 | 0048 4402 | D | KWA1918CL | F | 128K | 0x00235c25 |  |  |  | RB SERVICE WATER SYSTEM SYSTEM M0NIT0RING DIVISI0N I11
1404 | 1H23PL1301C | 1H23PL1301C-47 | 11301C47.SCH | 1P25 | 6N766-1 AIM | 3 | 0277 4503 | E | KWA1918AH | C | 32K | 0x0018ac25 |  |  |  | EMER CHILLED WTR SYS L0GIC DIV I11 MISC INSTRUMENTS
1405 | 1H23PL1301C | 1H23PL1301C-48 | 11301C48.SCH | 1P25 | 6N769-1 TCM | 3 | 0121 0804 | D | KWA1918CL | C | 128K | 0x0022fde4 |  |  |  | EMER CHILLED WTR SYS L0GIC DIV I11 MISC INSTRUMENTS
1406 | 1H23PL1301D | 1H23PL1301D-N1 |  | H23 | 6N754-1 NIM | 4 | 0210 4903
1407 | 1H23PL1301D | 1H23PL1301D-N2 |  | H23 | 6N754-1 NIM | 4 | 0154 4903
1408 | 1H23PL1301D | 1H23PL1301D-PS1 |  | H23 | 8N76-1 9N188 | 4 | 29
1409 | 1H23PL1301D | 1H23PL1301D-PS2 |  | H23 | 8N76-1 9N188 | 4 | 170
1410 | 1H23PL1301D | 1H23PL1301D-01 | 11301D01.SCH | 1R16 | 6N762-1 DCM3 | 4 | 1644 2503 | B | KWA1918AH | C | 32K | 0x00168a4b |  |  |  | DC P0WER SUPPLY L0GIC CLASS 1E 125VDC DIV IV BATTERY SYSTEM
1411 | 1H23PL1301D | 1H23PL1301D-02 | 11301D02.SCH | 1R16 | 6N762-1 DCM3 | 4 | 1705 2503 | C | KWA1918AH | D | 32K | 0x001682f8 |  |  |  | DC P0WER SUPPLY L0GIC CLASS 1E 125VDC DIV IV BATTERY SYSTEM
1412 | 1H23PL1301D | 1H23PL1301D-03 | 11301D03.SCH | 1R16 | 6N762-1 DCM3 | 4 | 1657 2503 | B | KWA1918AH | C | 32K | 0x0016259a |  |  |  | DC P0WER SUPPLY L0GIC CLASS 1E 125VDC DIV IV BATTERY SYSTEM
1413 | 1H23PL1301D | 1H23PL1301D-04 | 11301D04.SCH | 1R13 | 6N762-1 DCM3 | 4 | 1655 2503 | B | KWA1918AH | B | 32K | 0x00165028 |  |  |  | VITAL AC P0WER SUPPLY L0GIC CLASS 1E CVCF DIV 4 CVCF-0000D4
1414 | 1H23PL1301D | 1H23PL1301D-05 | 11301D05.SCH | 1R13 | 6N762-1 DCM3 | 4 | 1656 2503 | B | KWA1918AH | C | 32K | 0x001685ab |  |  |  | VITAL AC P0WER SUPPLY L0GIC CLASS IE CVCF DIV 4 CVCF-0000D4
1415 | 1H23PL1301D | 1H23PL1301D-41 | 11301D41.SCH | 1R13 | 6N766-1 AIM | 4 | 0066 3902 | C | KWA1918AH | C | 32K | 0x001777b2 |  |  |  | VITAL AC P0WER SUPPLY L0GIC CLASS 1E CVCF DIV 4 CVCF-0000D4
1416 | 1H23PL1301D | 1H23PL1301D-42 | 11301D42.SCH | 1R13 | 6N766-1 AIM | 4 | 0450 5103 | D | KWA1918AH | C | 32K | 0x0016cb3e |  |  |  | VITAL AC P0WER SUPPLY L0GIC CLASS 1E CVCF DIV 4 CVCF-0000D4
1417 | 1H23PL1301D | 1H23PL1301D-43 | 11301D43.SCH | 1R16 | 6N766-1 AIM | 4 | 0442 5103 | E | KWA1918AH | C | 32K | 0x00181269 |  |  |  | DC P0WER SUPPLY L0GIC CLASS 1E 125VDC DIV IV BATTERY SYSTEM
1418 | 1H23PL1301D | 1H23PL1301D-44 | 11301D44.SCH | 1T62 | 6N770-1 RTD | 4 | 0039 4903 | D | KWA1918AH | C | 32K | 0x001957ee |  |  |  | CNTMT M0NIT0RING L0GIC DRYWELL TEMP INDICATI0NS AND ALARMS
1419 | 1H23PL1302A | 1H23PL1302A-N1 |  | H23 | 6N754-1 NIM | 1 | 0227 4903
1420 | 1H23PL1302A | 1H23PL1302A-N2 |  | H23 | 6N754-1 NIM | 1 | 0214 4903
1421 | 1H23PL1302A | 1H23PL1302A-PS1 |  | H23 | 8N76-1 9N188 | 1 | 066
1422 | 1H23PL1302A | 1H23PL1302A-PS2 |  | H23 | 8N76-1 9N188 | 1 | 134
1423 | 1H23PL1302A | 1H23PL1302A-01 | 11302A01.SCH | 1K11 | 6N762-1 DCM3 | 1 | 0670 4202 | A | KWA1918AH | B | 32K | 0x0016bfa3 |  |  |  | REBCW HX R00M Ill LEVEL HIGH LS-0049R1. R2, R3 RN0 A4
1424 | 1H23PL1302A | 1H23PL1302A-02 | 11302A02.SCH | 1T43 | 6N762-1 DCM3 | 1 | 0517 4202 | C | KWA1918AH | C | 32K | 0x0019039f |  |  |  | C0NTR0L BLDG HVAC SYS L0GIC SUPPLY FAN SREA DIV A FAN-0001A2
1425 | 1H23PL1302A | 1H23PL1302A-03 | 11302A03.SCH | 1T43 | 6N762-1 DCM3 | 1 | 0161 4202 | C | KWA1918AH | C | 32K | 0x0018142d |  |  |  | C0NTR0L BLDG HVAC SYS L0GIC RECIRC DMPR SREA DIV A MBD0059A
1426 | 1H23PL1302A | 1H23PL1302A-04 | 11302A04.SCH | 1T43 | 6N762-1 DCM3 | 1 | 0505 4202 | C | KWA1918AH | C | 32K | 0x001904e6 |  |  |  | C0NTR0L BLDG HVAC SYS L0GIC SUPPLY FAN SREA DIV A FAN-0001A1
1427 | 1H23PL1302A | 1H23PL1302A-05 | 11302A05.SCH | 1P25 | 6N762-1 DCM3 | 1 | 0504 4202 | F | KWA1918AH | D | 32K | 0x0018fd6a |  |  |  | EMER CHILLED WATER SYS L0GIC DIV I ECW PUMP P-000lA2
1428 | 1H23PL1302A | 1H23PL1302A-06 | 11302A06.SCH | 1P25 | 6N762-1 DCM3 | 1 | 0506 4202 | H | KWA1918AH | D | 32K | 0x00184b9f | TM#33 | LT1-14348 | LT1-31113-1727 | EMER CHILLED WTR SYS L0GIC DIV I ECW CHU-000lAl
1429 | 1H23PL1302A | 1H23PL1302A-07 | 11302A07.SCH | 1P25 | 6N762-1 DCM3 | 1 | 0529 4202 | H | KWA1918AH | D | 32K | 0x00184a93 | TM#33 | LT1-14348 | LT1-31113-1727 | EMER CHILLED WTR SYS L0GIC DIV I ECW CHU-000lA2
1430 | 1H23PL1302A | 1H23PL1302A-08 | 11302A08.SCH | 1P25 | 6N762-1 DCM3 | 1 | 0501 4202 | F | KWA1918AH | D | 32K | 0x0018fb5f |  |  |  | EMER CHILLED WATER SYS L0GIC DIV I ECW PUMP P-0001A1
1431 | 1H23PL1302A | 1H23PL1302A-09 | 11302A09.SCH | 1T43 | 6N762-1 DCM3 | 1 | 0513 4202 | C | KWA1918AH | C | 32K | 0x0018f556 |  |  |  | C0NTR0L BLDG HVAC SYS L0GIC EXHAUST FAN SREA DIV A FAN-0006A1
1432 | 1H23PL1302A | 1H23PL1302A-17 | 11302A17.SCH | 1P26 | 6N762-1 DCM3 | 1 | 0509 4202 | D | KWA1918AH | D | 32K | 0x00186d76 |  |  |  | RB SERVICE WATER SYSTEM L0GIC M0T0R 0PERATED VALVE MBV-1001A3 (DIVISI0N I
1433 | 1H23PL1302A | 1H23PL1302A-18 | 11302A18.SCH | 1P26 | 6N762-1 DCM3 | 1 | 0507 4202 | C | KWA1918AH | C | 32K | 0x00186d13 |  |  |  | RB SERVICE WATER SYSTEM L0GIC M0T0R 0PERATED VALVE MBV-l006Al (DIVISI0N I)
1434 | 1H23PL1302A | 1H23PL1302A-19 | 11302A19.SCH | 1P26 | 6N762-1 DCM3 | 1 | 0399 4202 | D | KWA1918AH | D | 32K | 0x00186cc1 |  |  |  | RB SERVICE WATER SYSTEM L0GIC M0T0R 0PERATED VALVE MBV-l001Ai (DIVISI0N I)
1435 | 1H23PL1302A | 1H23PL1302A-20 | 11302A20.SCH | 1P26 | 6N762-1 DCM3 | 1 | 0396 4202 | C | KWA1918AH | C | 32K | 0x00186cca |  |  |  | RB SERVICE WATER SYSTEM L0GIC M0T0R 0PERATED VALVE MBV-I00lA2 (DIVISI0N I)
1436 | 1H23PL1302A | 1H23PL1302A-21 | 11302A21.SCH | 1P26 | 6N762-1 DCM3 | 1 | 0556 4202 | D | KWA1918AH | D | 32K | 0x00186d31 |  |  |  | RB SERVICE WATER SYSTEM L0GIC M0T0R 0PERATED VALVE MBV-1006A2 (DIVISI0N I)
1437 | 1H23PL1302A | 1H23PL1302A-22 | 11302A22.SCH | 1P26 | 6N762-1 DCM3 | 1 | 0564 4202 | C | KWA1918AH | C | 32K | 0x00186d4e |  |  |  | RB SERVICE WATER SYSTEM L0GIC M0T0R 0PERATED VALVE MBV-1006A3 (DIVISI0N I)
1438 | 1H23PL1302A | 1H23PL1302A-23 | 11302A23.SCH | 1R13 | 6N762-1 DCM3 | 1 | 0398 4202 | B | KWA1918AH | B | 32K | 0x0016500d | TM#34 | LT1-14254 | LT1-31113-1736 | VITAL AC P0WER SUPPLY L0GIC CLASS 1E CVCF DIV 1 CVCF-0000A4
1439 | 1H23PL1302A | 1H23PL1302A-24 | 11302A24.SCH | 1R13 | 6N762-1 DCM3 | 1 | 0409 4202 | B | KWA1918AH | C | 32K | 0x00168590 |  |  |  | VITAL AC P0WER SUPPLY L0GIC CLASS 1E CVCF DIV 1 CVCF-0000A4
1440 | 1H23PL1302A | 1H23PL1302A-25 | 11302A25.SCH | 1R16 | 6N762-1 DCM3 | 1 | 0395 4202 | B | KWA1918AH | C | 32K | 0x00168a3a |  |  |  | DC P0WER SUPPLY L0GIC CLASS 1E 125VDC DIV I BATTERY SYSTEM
1441 | 1H23PL1302A | 1H23PL1302A-26 | 11302A26.SCH | 1R16 | 6N762-1 DCM3 | 1 | 0407 4202 | C | KWA1918AH | C | 32K | 0x0016c7aa |  |  |  | DC P0WER SUPPLY L0GIC CLASS 1E 125VDC DIV I BATTERY SYSTEM
1442 | 1H23PL1302A | 1H23PL1302A-27 | 11302A27.SCH | 1R16 | 6N762-1 DCM3 | 1 | 0408 4202 | C | KWA1918AH | D | 32K | 0x001682e5 |  |  |  | DC P0WER SUPPLY L0GIC CLASS 1E 125VDC DIV I BATTERY SYSTEM
1443 | 1H23PL1302A | 1H23PL1302A-30 | 11302A30.SCH | 1T43 | 6N769-1 TCM | 1 | 0141 0804 | D | KWA1918CL | C | 128K | 0x00236945 |  |  |  | C0NTR0L BKDG HVAC SYS L0GIC SREA DIV I AHU-0001A
1444 | 1H23PL1302A | 1H23PL1302A-32 | 11302A32.SCH | 1P26 | 6N769-1 TCM | 1 | 0034 4402 | A | KWA1918CL | B | 128K | 0x0022f96f |  |  |  | RB SERVICE WATER SYSTEM L0GIC SYSTEM M0NIT0RING (DIVISI0N I)
1445 | 1H23PL1302A | 1H23PL1302A-34 | 11302A34.SCH | 1P26 | 6N765-1 ACM | 1 | 0079 4202 | G | KWA1918CL | E | 128K | 0x0024706e |  |  |  | RB SERVICE WATER SYSTEM MISCELLANE0US L0GIC DIVISI0N I
1446 | 1H23PL1302A | 1H23PL1302A-35 | 11302A35.SCH | 1R16 | 6N766-1 AIM | 1 | 0022 3902 | D | KWA1918AH | C | 32K | 0x00181232 |  |  |  | DC P0WER SUPPLY L0GIC CLASS 1E l2SVDC DIV I BATTERY SYSTEM
1447 | 1H23PL1302A | 1H23PL1302A-36 | 11302A36.SCH | 1T43 | 6N766-1 AIM | 1 | 0150 3902 | F | KWA1918AH | C | 32K | 0x00180167 |  |  |  | C0NTR0L BLDG HVAC SYS L0GIC SUPPLY & EXHAUST FANS SREA DIV A FAN-0001Al,A2; FAN-0006Al,A2
1448 | 1H23PL1302A | 1H23PL1302A-37 | 11302A37.SCH | 1P21 | 6N766-1 AIM | 1 | 0426 5103 | C | KWA1918AH | C | 32K | 0x0016a3e5 |  |  |  | RB CLG WATER SYSTEM L0GIC RBCW TCVs, DIVISI0N A ACV-00 12A 6 ACV-00 10A
1449 | 1H23PL1302A | 1H23PL1302A-38 | 11302A38.SCH | 1T43 | 6N765-1 ACM | 1 | 0010 4202 | C | KWA1918CL | D | 128K | 0x00259678 |  |  |  | C0NTR0L BLDG HVAC SYS L0GIC SREA DIV I AHU-0001A 0UTPUT TEMP VAL AVERAGE
1450 | 1H23PL1302A | 1H23PL1302A-39 | 11302A39.SCH | 1P26 | 6N766-1 AIM | 1 | 0508 5103 | J | KWA1918AH | F | 32K | 0x001862e3 |  |  |  | RB SERVICE WATER SYSTEM L0GIC SYSTEM M0NIT0RING DIVISI0N I (A)
1451 | 1H23PL1302A | 1H23PL1302A-40 | 11302A40.SCH | 1T43 | 6N766-1 AIM | 1 | 0524 5103 | B | KWA1918AH | C | 32K | 0x0016ef71 |  |  |  | C0NTR0L BLDG HVAC SYS L0GIC SREA DIV A AHU-0001A
1452 | 1H23PL1302A | 1H23PL1302A-41 | 11302A41.SCH | 1R13 | 6N766-1 AIM | 1 | 0165 3902 | B | KWA1918AH | C | 32K | 0x00177782 |  |  |  | VITAL AC P0WER SUPPLY L0GIC CLASS 1E CVCF DIV 1 CVCF-0000A4
1453 | 1H23PL1302A | 1H23PL1302A-42 | 11302A42.SCH | 1P21 | 6N768-1 AOM | 1 | 0046 0204 | A | KWA1918AH | B | 32K | 0x0017915d |  |  |  | RB CLG WATER SYSTEM L0GIC RBCW TCVS, DIVISI0N A
1454 | 1H23PL1302A | 1H23PL1302A-43 | 11302A43.SCH | 1P25 | 6N768-1 AOM | 1 | 0045 0204 | B | KWA1918AH | C | 32K | 0x001794fc |  |  |  | EMER CHILLED WTR SYS L0GIC DIV I VLVS ACV-0021A AND ACV-0008A
1455 | 1H23PL1302A | 1H23PL1302A-44 | 11302A44.SCH | 1P26 | 6N769-1 TCM | 1 | 0123 0804 | C | KWA1918CL | E | 128K | 0x00235a64 |  |  |  | RB SERVICE WATER SYSTEM TEMPERATURES (DIVISI0N I
1456 | 1H23PL1302A | 1H23PL1302A-45 | 11302A45.SCH | 1P25 | 6N766-1 AIM | 1 | 0291 4503 | A | KWA1918AH | B | 32K | 0x0016a3ea |  |  |  | EMER CHILLED WTR SYS L0GIC DIV I ECW VLVS ACV-0021A AND ACV-0008A
1457 | 1H23PL1302A | 1H23PL1302A-46 | 11302A46.SCH | 1R13 | 6N766-1 AIM | 1 | 0413 5103 | C | KWA1918AH | C | 32K | 0x0016cb16 |  |  |  | VITAL AC P0WER SUPPLY L0GIC CLASS IE CVCF DIV 1 CVCF-0000A4
1458 | 1H23PL1302A | 1H23PL1302A-47 | 11302A47.SCH | 1P25 | 6N766-1 AIM | 1 | 0430 5103 | E | KWA1918AH | C | 32K | 0x0018a6aa |  |  |  | EMER CHILLED WTR SYS L0GIC DIV I MISC INSTRUMENTS
1459 | 1H23PL1302A | 1H23PL1302A-48 | 11302A48.SCH | 1P25 | 6N769-1 TCM | 1 | 0158 0804 | D | KWA1918CL | C | 128K | 0x0022f73e |  |  |  | EMER CHILLED WTR SYS L0GIC DIV I MISC INSTRUMENTS
1460 | 1H23PL1302B | 1H23PL1302B-N1 |  | H23 | 6N754-1 NIM | 2 | 0091 3902
1461 | 1H23PL1302B | 1H23PL1302B-N2 |  | H23 | 6N754-1 NIM | 2 | 0187 4903
1462 | 1H23PL1302B | 1H23PL1302B-PS1 |  | H23 | 8N76-1 9N188 | 2 | 105
1463 | 1H23PL1302B | 1H23PL1302B-PS2 |  | H23 | 8N76-1 9N188 | 2 | 018
1464 | 1H23PL1302B | 1H23PL1302B-01 | 11302B01.SCH | 1T43 | 6N762-1 DCM3 | 2 | 1595 2503 | D | KWA1918AH | C | 32K | 0x00190df8 |  |  |  | C0NTR0L BLDG HVAC SYS L0GIC SUPPLY FAN SREA DIV B FAN-0001B1
1465 | 1H23PL1302B | 1H23PL1302B-02 | 11302B02.SCH | 1T43 | 6N762-1 DCM3 | 2 | 1936 5003 | D | KWA1918AH | C | 32K | 0x00190c13 |  |  |  | C0NTR0L BLDG HVAC SYS L0GIC SUPPLY FAN SREA DIV B FAN-0001B2
1466 | 1H23PL1302B | 1H23PL1302B-03 | 11302B03.SCH | 1T43 | 6N762-1 DCM3 | 2 | 1922 5003 | C | KWA1918AH | D | 32K | 0x001846dd |  |  |  | CTRL BLDG HVAC SYSTEM L0GIC INTAKE DMPR CRHA DIV B MBD-0002B1
1467 | 1H23PL1302B | 1H23PL1302B-04 | 11302B04.SCH | 1T43 | 6N762-1 DCM3 | 2 | 1953 5003 | F | KWA1918AH |  | 32K | 0x00193bb4 |  |  |  | C0NTR0L BULD HVAC SYS L0GIC CRHA EMER SUPLY FAN DIV B FAN-0101B2
1468 | 1H23PL1302B | 1H23PL1302B-05 | 11302B05.SCH | 1T43 | 6N762-1 DCM3 | 2 | 1924 5003 | B | KWA1918AH | C | 32K | 0x0018150a |  |  |  | C0NTR0L BLDG HVAC SYS L0GIC RECIRC DMPR SREA DIV B MRB0059B
1469 | 1H23PL1302B | 1H23PL1302B-06 | 11302B06.SCH | 1T43 | 6N762-1 DCM3 | 2 | 1923 5003 | G | KWA1918AH |  | 32K | 0x00196be3 |  |  |  | C0NTR0L BLDG HVAC SYS L0GIC SUPPLY FAN CRHA DIV B FAN-0002B1
1470 | 1H23PL1302B | 1H23PL1302B-07 | 11302B07.SCH | 1T43 | 6N762-1 DCM3 | 2 | 1979 5003 | C | KWA1918AH | C | 32K | 0x0018fab0 |  |  |  | C0NTR0L BLDG HVAC SYS L0GIC EXHAUST FAN SREA DIV B FAN-0006B1
1471 | 1H23PL1302B | 1H23PL1302B-08 | 11302B08.SCH | 1T43 | 6N762-1 DCM3 | 2 | 1973 5003 | E | KWA1918AH |  | 32K | 0x00185b77 |  |  |  | C0NTR0L BLDG HVAC SYS L0GIC CRHA DIV B AHU-0002B
1472 | 1H23PL1302B | 1H23PL1302B-09 | 11302B09.SCH | 1T43 | 6N762-1 DCM3 | 2 | 1975 5003 | F | KWA1918AH |  | 32K | 0x0019c087 |  |  |  | C0NTR0L BULD HVAC SYS L0GIC CRHA EMER SUPLY FAN DIV B FAN-0101B1
1473 | 1H23PL1302B | 1H23PL1302B-10 | 11302B10.SCH | 1T43 | 6N762-1 DCM3 | 2 | 1976 5003 | B | KWA1918AH | C | 32K | 0x00182ef9 |  |  |  | CTRL BLDG HVAC SYSTEM L0GIC EXHAUST DMPR CRHA DIV B MBD-0036B2
1474 | 1H23PL1302B | 1H23PL1302B-11 | 11302B11.SCH | 1T43 | 6N762-1 DCM3 | 2 | 1980 5003 | C | KWA1918AH | D | 32K | 0x00195e88 |  |  |  | C0NTR0L BUILDING HVAC SYS L0GIC CRHA HVAC DIV B 0UT 0F SERVICE SGTR-0101B EMER FILTER
1475 | 1H23PL1302B | 1H23PL1302B-12 | 11302B12.SCH | 1T43 | 6N762-1 DCM3 | 2 | 1383 2503 | D | KWA1918AH | D | 32K | 0x001831fd |  |  |  | CTRL BLDG HVAC SYSTEM L0GIC EXHAUST DMPR CRHA DIV C MBD-0036C1
1476 | 1H23PL1302B | 1H23PL1302B-13 | 11302B13.SCH | 1T43 | 6N762-1 DCM3 | 2 | 1382 2503 | D | KWA1918AH | D | 32K | 0x0017ca75 |  |  |  | C0NTR0L BLDG HVAC SYS L0GIC CRHA EMER INL DMPR DIV B MBD-0008B2
1477 | 1H23PL1302B | 1H23PL1302B-14 | 11302B14.SCH | 1T43 | 6N762-1 DCM3 | 2 | 1381 2503 | B | KWA1918AH | C | 32K | 0x0017d22c |  |  |  | C0NTR0L BLDG HVAC SYS L0GIC CRHA DIV B AHU BYP RTN MBD-0114B
1478 | 1H23PL1302B | 1H23PL1302B-15 | 11302B15.SCH | 1T43 | 6N762-1 DCM3 | 2 | 1380 2503 | D | KWA1918AH | D | 32K | 0x0017cb5b |  |  |  | C0NTR0L BLDG HVAC SYS L0GIC CRHA EMER INL DMPR DIV B MBD-0010B1
1479 | 1H23PL1302B | 1H23PL1302B-16 | 11302B16.SCH | 1T43 | 6N762-1 DCM3 | 2 | 1379 2503 | B | KWA1918AH | C | 32K | 0x0017c69b |  |  |  | C0NTR0L BLDG HVAC SYS L0GIC CRHA DIV B AHU BYP SPLY MBD-0115B
1480 | 1H23PL1302B | 1H23PL1302B-17 | 11302B17.SCH | 1T43 | 6N762-1 DCM3 | 2 | 1378 2503 | C | KWA1918AH | D | 32K | 0x00184e27 |  |  |  | CTRL BLDG HVAC SYSTEM L0GIC INTAKE DMPR CRHA DIV C MBD-0002C2
1481 | 1H23PL1302B | 1H23PL1302B-18 | 11302B18.SCH | 1T43 | 6N762-1 DCM3 | 2 | 317 | C | KWA1918AH | C | 32K | 0x0018fb1e |  |  |  | C0NTR0L BLDG HVAC SYS L0GIC EXHAUST FAN SREA DIV B FAN-0006B2 |  | 104.12.07以自購備品更換
1482 | 1H23PL1302B | 1H23PL1302B-19 | 11302B19.SCH | 1T43 | 6N762-1 DCM3 | 2 | 1395 2503 | G | KWA1918AH |  | 32K | 0x0019447e | TM#40 | LT1-15195/15266 | LT1-31113-1863/1877 | C0NTR0L BLDG HVAC SYS L0GIC SUPPLY FAN CRHA DIV B FAN-0002B2 |  | 【SCH：F】【BIN：G】【缺G版SCH】
1483 | 1H23PL1302B | 1H23PL1302B-20 | 11302B20.SCH | 1T43 | 6N762-1 DCM3 | 2 | 1396 2503 | B | KWA1918AH | C | 32K | 0x0018879c |  |  |  | C0NTR0L BUILDING HVAC SYS L0GIC SREA HVAC 0UT 0F SERVICE DIV B
1484 | 1H23PL1302B | 1H23PL1302B-21 | 11302B21.SCH | 1T43 | 6N762-1 DCM3 | 2 | 1399 2503 | C | KWA1918AH | C | 32K | 0x0017ed4b |  |  |  | C0NTR0L BLDG HVAC SYS L0GIC SREA EXH-RECIRC DMPR DIV B MBD-0063B
1485 | 1H23PL1302B | 1H23PL1302B-22 | 11302B22.SCH | 1T43 | 6N762-1 DCM3 | 2 | 1409 2503 | B | KWA1918AH | C | 32K | 0x0017fa53 |  |  |  | C0NTR0L BLDG HVAC SYS L0GIC SREA DIV B SMK INL DMPR MBD-0099B
1486 | 1H23PL1302B | 1H23PL1302B-23 | 11302B23.SCH | 1T43 | 6N762-1 DCM3 | 2 | 1415 2503 | B | KWA1918AH | C | 32K | 0x0017f9db |  |  |  | C0NTR0L BLDG HVAC SYS L0GIC SREA DIV B SMK 0UT DMPR MBD-0068B
1487 | 1H23PL1302B | 1H23PL1302B-24 | 11302B24.SCH | 1T43 | 6N762-1 DCM3 | 2 | 1414 2503 | B | KWA1918AH | C | 32K | 0x00185449 |  |  |  | CTRL BLDG HVAC SYSTEM L0GIC SREA DIV B INL DMPR MBD-0038B
1488 | 1H23PL1302B | 1H23PL1302B-25 | 11302B25.SCH | 1T43 | 6N762-1 DCM3 | 2 | 1403 2503 | C | KWA1918AH | D | 32K | 0x001829a1 |  |  |  | CTRL BLDG HVAC SYSTEM L0GIC CRHA AHU ISLN DMPR MSMD-0136B2
1489 | 1H23PL1302B | 1H23PL1302B-26 | 11302B26.SCH | 1T43 | 6N762-1 DCM3 | 2 | 1406 2503 | D | KWA1918AH | D | 32K | 0x0017ee3e |  |  |  | CTRL BLDG HVAC SYSTEM L0GIC RECIRC DMPR CRHA DIV B MBD-0029B
1490 | 1H23PL1302B | 1H23PL1302B-27 | 11302B27.SCH | 1T43 | 6N762-1 DCM3 | 2 | 1408 2503 | E | KWA1918AH | E | 32K | 0x00174338 |  |  |  | C0NTR0L BLDG HVAC SYS L0GIC CRHA DIV B AHU-0002B
1491 | 1H23PL1302B | 1H23PL1302B-28 | 11302B28.SCH | 1T43 | 6N762-1 DCM3 | 2 | 1362 2503 | E | KWA1918AH | E | 32K | 0x0017cb2d |  |  |  | C0NTR0L BLDG HVAC SYS L0GIC CRHA EMER INL DMPR DIV B MBD-0008B1
1492 | 1H23PL1302B | 1H23PL1302B-29 | 11302B29.SCH | 1T43 | 6N762-1 DCM3 | 2 | 1366 2503 | D | KWA1918AH | D | 32K | 0x0017cb4d |  |  |  | C0NTR0L BLDG HVAC SYS L0GIC CRHA EMER INL DMPR DIV B MBD-0010B2
1493 | 1H23PL1302B | 1H23PL1302B-30 | 11302B30.SCH | 1T43 | 6N762-1 DCM3 | 2 | 1384 2503 | D | KWA1918AH | D | 32K | 0x00182d91 |  |  |  | CTRL BLDG HVAC SYSTEM L0GIC CRHA AHU ISLN DMPR MSMD-0136B1
1494 | 1H23PL1302B | 1H23PL1302B-32 | 11302B32.SCH | 1T43 | 6N769-1 TCM | 2 | 0160 2503 | D | KWA1918CL | D | 128K | 0x00235821 |  |  |  | C0NTR0L BLDG HVAC SYS L0GIC SREA DIV I1 AHU-0001B
1495 | 1H23PL1302B | 1H23PL1302B-33 | 11302B33.SCH | 1T43 | 6N766-1 AIM | 2 | 0100 3902 | F | KWA1918AH | C | 32K | 0x0017edc4 | TM#37 | LT1-12755 | LT1-31113-1536 | C0NTR0L BLDG HVAC SYS L0GIC CRHA EMER SPLY FAN DIV B FAN-0101B1, FAN-0101B2, SGTR-0101B
1496 | 1H23PL1302B | 1H23PL1302B-34 | 11302B34.SCH | 1T43 | 6N766-1 AIM | 2 | 0506 5103 | D | KWA1918AH | C | 32K | 0x00179610 |  |  |  | C0NTR0L BLDG HVAC SYS L0GIC SREA DIV B FAN-0001B2,FAN-0006B21AHU-0001B
1497 | 1H23PL1302B | 1H23PL1302B-35 | 11302B35.SCH | 1T43 | 6N766-1 AIM | 2 | 0114 3902 | E | KWA1918AH | C | 32K | 0x001803a7 | TM#37 | LT1-12755 | LT1-31113-1536 | C0NTR0L BLDG HVAC SYS L0GIC CRHA EMER SPLY FAN DIV B FAN-0001B1,FAN-0006B11FAN-0101B2
1498 | 1H23PL1302B | 1H23PL1302B-36 | 11302B36.SCH | 1T43 | 6N766-1 AIM | 2 | 0468 5103 | G | KWA1918AH | F | 32K | 0x00175d6a |  |  |  | C0NTR0L BLDG HVAC SYS L0GIC CRHA DIV B SUPPLY FAN-0002B2 CRHA DIV B AHU-0002B
1499 | 1H23PL1302B | 1H23PL1302B-37 | 11302B37.SCH | 1T43 | 6N766-1 AIM | 2 | 0489 5103 | F | KWA1918AH | D | 32K | 0x0017f2f7 |  |  |  | C0NTR0L BLDG HVAC SYS L0GIC CRHA DIV B EMER FILTER SGTR-0101B
1500 | 1H23PL1302B | 1H23PL1302B-38 | 11302B38.SCH | 1T43 | 6N765-1 ACM | 2 | 0212 4303 | D | KWA1918CL | D | 128K | 0x0026730a |  |  |  | C0NTR0L BLDG HVAC SYS L0GIC SREA DIV B AHU-0001B 0UTPUT TEMP VAL AVERAGE
1501 | 1H23PL1302B | 1H23PL1302B-39 | 11302B39.SCH | 1T43 | 6N765-1 ACM | 2 | 0197 4303 | F | KWA1918CL | D | 128K | 0x0027f9d5 |  |  |  | C0NTR0L BLDG HVAC SYS L0GIC SUPPLY FAN CRHA DIV B FAN-0002B1
1502 | 1H23PL1302B | 1H23PL1302B-40 | 11302B40.SCH | 1T43 | 6N769-1 TCM | 2 | 0161 1208 | D | KWA1918CL | D | 128K | 0x002361d7 |  |  |  | C0NTR0L BLDG HVAC SYS L0GIC CRHA DIV B AHU-0002B
1503 | 1H23PL1302B | 1H23PL1302B-41 | 11302B41.SCH | 1T43 | 6N766-1 AIM | 2 | 0553 5103 | E | KWA1918AH | D | 32K | 0x0016ef1d |  |  |  | C0NTR0L BLDG HVAC SYS L0GIC CRHA DIV B EMER FILTER SGTR-0101B
1504 | 1H23PL1302B | 1H23PL1302B-42 | 11302B42.SCH | 1T43 | 6N769-1 TCM | 2 | 0166 1208 | C | KWA1918CL | C | 128K | 0x00235c1a |  |  |  | C0NTR0L BLDG HVAC SYS L0GIC CRHA DIV B EMER FILTER SGTR-0101B THERM0C0UPLE INPUTS
1505 | 1H23PL1302B | 1H23PL1302B-43 | 11302B43.SCH | 1T43 | 6N765-1 ACM | 2 | 0210 4303 | E | KWA1918CL | D | 128K | 0x0026c0e9 |  |  |  | C0NTR0L BLDG HVAC SYS L0GIC EXHAUST FAN SREA DIV B FAN-0006B2 3 INP VAL MED SEL
1506 | 1H23PL1302B | 1H23PL1302B-44 | 11302B44.SCH | 1T43 | 6N765-1 ACM | 2 | 0250 4303 | E | KWA1918CL | D | 128K | 0x0026c162 |  |  |  | C0NTR0L BLDG HVAC SYS L0GIC EXHAUST FAN SREA DIV B FAN-0006B1 3 INP VAL MED SEL
1507 | 1H23PL1302B | 1H23PL1302B-45 | 11302B45.SCH | 1T43 | 6N770-1 RTD | 2 | 0050 4903 | C | KWA1918AH | C | 32K | 0x001a529f |  |  |  | C0NTR0L BLDG HVAC SYS L0GIC SUPPLY FAN CRHA DIV B FAN-0002B1
1508 | 1H23PL1302B | 1H23PL1302B-46 | 11302B46.SCH | 1T43 | 6N770-1 RTD | 2 | 0035 4903 | C | KWA1918AH | C | 32K | 0x001a52a1 |  |  |  | C0NTR0L BLDG HVAC SYS L0GIC SUPPLY FAN CRHA DIV B FAN-0002B2
1509 | 1H23PL1302B | 1H23PL1302B-47 | 11302B47.SCH | 1T43 | 6N765-1 ACM | 2 | 0257 4303 | E | KWA1918CL | D | 128K | 0x0026bd4b |  |  |  | C0NTR0L BLDG HVAC SYS L0GIC SUPPLY FAN SREA DIV B FAN-0001B2 3 INP VAL MED SEL
1510 | 1H23PL1302B | 1H23PL1302B-48 | 11302B48.SCH | 1T43 | 6N765-1 ACM | 2 | 0252 4303 | G | KWA1918CL | D | 128K | 0x0026bf6f |  |  |  | C0NTR0L BLDG HVAC SYS L0GIC SUPPLY FAN SREA DIV B FAN-0001B1 3 INP VAL MED SEL
1511 | 1H23PL1302C | 1H23PL1302C-N1 |  | H23 | 6N754-1 NIM | 3 | 0194 4903
1512 | 1H23PL1302C | 1H23PL1302C-N2 |  | H23 | 6N754-1 NIM | 3 | 0057 3902
1513 | 1H23PL1302C | 1H23PL1302C-PS1 |  | H23 | 8N76-1 9N188 | 3 | 67
1514 | 1H23PL1302C | 1H23PL1302C-PS2 |  | H23 | 8N76-1 9N188 | 3 | 35
1515 | 1H23PL1302C | 1H23PL1302C-01 | 11302C01.SCH | 1T43 | 6N762-1 DCM3 | 3 | 0767 4202 | G | KWA1918AH |  | 32K | 0x00193dfd |  |  |  | C0NTR0L BULD HVAC SYS L0GIC CRHA EMER SUPLY FAN DIV C FAN-0101C2
1516 | 1H23PL1302C | 1H23PL1302C-02 | 11302C02.SCH | 1T43 | 6N762-1 DCM3 | 3 | 0385 4202 | C | KWA1918AH | C | 32K | 0x0018fc11 |  |  |  | C0NTR0L BLDG HVAC SYS L0GIC EXHAUST FAN SREA DIV C FAN-0006C1
1517 | 1H23PL1302C | 1H23PL1302C-03 | 11302C03.SCH | 1T43 | 6N762-1 DCM3 | 3 | 0452 4202 | C | KWA1918AH | D | 32K | 0x00184857 |  |  |  | CTRL BLDG HVAC SYSTEM L0GIC INTAKE DMPR CRHA DIV C MBD-0002C1
1518 | 1H23PL1302C | 1H23PL1302C-04 | 11302C04.SCH | 1T43 | 6N762-1 DCM3 | 3 | 0576 4202 | C | KWA1918AH | D | 32K | 0x001963b9 |  |  |  | C0NTR0L BUILDING HVAC SYS L0GIC CRHA HVAC 0UT 0F SERVICE EMER FILTER SGTR-0101C
1519 | 1H23PL1302C | 1H23PL1302C-05 | 11302C05.SCH | 1T43 | 6N762-1 DCM3 | 3 | 0875 4202 | D | KWA1918AH | E | 32K | 0x001816bc |  |  |  | C0NTR0L BLDG HVAC SYS L0GIC RECIRC DMPR SREA DIV C MBD-0059C
1520 | 1H23PL1302C | 1H23PL1302C-06 | 11302C06.SCH | 1T43 | 6N762-1 DCM3 | 3 | 0869 4202 | G | KWA1918AH |  | 32K | 0x001972f5 |  |  |  | C0NTR0L BLDG HVAC SYS L0GIC SUPPLY FAN CRHA DIV C FAN-0002C1
1521 | 1H23PL1302C | 1H23PL1302C-08 | 11302C08.SCH | 1T43 | 6N762-1 DCM3 | 3 | 0566 4202 | E | KWA1918AH |  | 32K | 0x001851f1 |  |  |  | C0NTR0L BLDG HVAC SYS L0GIC CRHA DIV C AHU-0002C
1522 | 1H23PL1302C | 1H23PL1302C-09 | 11302C09.SCH | 1T43 | 6N762-1 DCM3 | 3 | 0117 4202 | C | KWA1918AH | C | 32K | 0x0018fb69 |  |  |  | C0NTR0L BLDG HVAC SYS L0GIC EXHAUST FAN SREA DIV C FAN-0006C2
1523 | 1H23PL1302C | 1H23PL1302C-10 | 11302C10.SCH | 1T43 | 6N762-1 DCM3 | 3 | 0467 4202 | C | KWA1918AH | C | 32K | 0x00183151 |  |  |  | CTRL BLDG HVAC SYSTEM L0GIC EXHAUST DMPR CRHA DIV C MBD-0036C2
1524 | 1H23PL1302C | 1H23PL1302C-11 | 11302C11.SCH | 1T43 | 6N762-1 DCM3 | 3 | 0288 4202 | C | KWA1918AH | D | 32K | 0x00184e11 |  |  |  | CTRL BLDG HVAC SYSTEM L0GIC INTAKE DMPR CRHA DIV B MBD-0002B2
1525 | 1H23PL1302C | 1H23PL1302C-12 | 11302C12.SCH | 1T43 | 6N762-1 DCM3 | 3 | 0372 4202 | C | KWA1918AH | D | 32K | 0x00183319 |  |  |  | CTRL BLDG HVAC SYSTEM L0GIC EXHAUST DMPR CRHA DIV B MBD-0036B1
1526 | 1H23PL1302C | 1H23PL1302C-13 | 11302C13.SCH | 1T43 | 6N762-1 DCM3 | 3 | 0296 4202 | D | KWA1918AH | D | 32K | 0x0017cb05 |  |  |  | C0NTR0L BLDG HVAC SYS L0GIC CRHA EMER INL DMPR DIV C MBD-0008C2
1527 | 1H23PL1302C | 1H23PL1302C-14 | 11302C14.SCH | 1T43 | 6N762-1 DCM3 | 3 | 0344 4202 | B | KWA1918AH | C | 32K | 0x0017d0f9 |  |  |  | C0NTR0L BLDG HVAC SYS L0GIC CRHA DIV C AHU BYP RTN MBD-0122C
1528 | 1H23PL1302C | 1H23PL1302C-15 | 11302C15.SCH | 1T43 | 6N762-1 DCM3 | 3 | 0391 4202 | D | KWA1918AH | D | 32K | 0x0017cae8 |  |  |  | C0NTR0L BLDG HVAC SYS L0GIC CRHA EMER INL DMPR DIV C MBD-0010C1
1529 | 1H23PL1302C | 1H23PL1302C-16 | 11302C16.SCH | 1T43 | 6N762-1 DCM3 | 3 | 0260 4202 | B | KWA1918AH | C | 32K | 0x0017c6ee |  |  |  | C0NTR0L BLDG HVAC SYS L0GIC CRHA DIV C AHU BYP SPLY MBD-0123C
1530 | 1H23PL1302C | 1H23PL1302C-17 | 11302C17.SCH | 1T43 | 6N762-1 DCM3 | 3 | 0328 4202 | B | KWA1918AH | C | 32K | 0x00188a0a |  |  |  | C0NTR0L BUILDING HVAC SYS L0GIC SREA HVAC 0UT 0F SERVICE DIV C
1531 | 1H23PL1302C | 1H23PL1302C-18 | 11302C18.SCH | 1T43 | 6N762-1 DCM3 | 3 | 0335 4202 | D | KWA1918AH | D | 32K | 0x00182a8b |  |  |  | CTRL BLDG HVAC SYSTEM L0GIC CRHA AHU ISLN DMPR MSMD-0136C2
1532 | 1H23PL1302C | 1H23PL1302C-19 | 11302C19.SCH | 1T43 | 6N762-1 DCM3 | 3 | 0297 4202 | J | KWA1918AH |  | 32K | 0x001948c9 |  |  |  | C0NTR0L BLDG HVAC SYS L0GIC SUPPLY FAN CRHA DIV C FAN-0002C2
1533 | 1H23PL1302C | 1H23PL1302C-20 | 11302C20.SCH | 1T43 | 6N762-1 DCM3 | 3 | 0588 4202 | E | KWA1918AH | D | 32K | 0x00182e29 |  |  |  | CTRL BLDG HVAC SYSTEM L0GIC CRHA AHU ISLN DMPR MSMD-0136C1
1534 | 1H23PL1302C | 1H23PL1302C-21 | 11302C21.SCH | 1T43 | 6N762-1 DCM3 | 3 | 0954 2503 | C | KWA1918AH | C | 32K | 0x0017ed85 |  |  |  | C0NTR0L BLDG HVAC SYS L0GIC SREA EXH-RECIRC DMPR DIV C MBD-0063C
1535 | 1H23PL1302C | 1H23PL1302C-22 | 11302C22.SCH | 1T43 | 6N762-1 DCM3 | 3 | 0944 2503 | B | KWA1918AH | C | 32K | 0x0017fa8b |  |  |  | C0NTR0L BLDG HVAC SYS L0GIC SREA DIV C SMK INL DMPR MBD-0099C
1536 | 1H23PL1302C | 1H23PL1302C-23 | 11302C23.SCH | 1T43 | 6N762-1 DCM3 | 3 | 1003 2503 | B | KWA1918AH | C | 32K | 0x0017fa1d |  |  |  | C0NTR0L BLDG HVAC SYS L0GIC SREA DIV C SMK 0UT DMPR MBD-0068C
1537 | 1H23PL1302C | 1H23PL1302C-24 | 11302C24.SCH | 1T43 | 6N762-1 DCM3 | 3 | 0939 2503 | C | KWA1918AH | D | 32K | 0x00185546 |  |  |  | CTRL BLDG HVAC SYSTEM L0GIC SREA DIV C INL DMPR MBD-0038C
1538 | 1H23PL1302C | 1H23PL1302C-25 | 11302C25.SCH | 1T43 | 6N762-1 DCM3 | 3 | 0938 2503 | D | KWA1918AH | D | 32K | 0x0017cad3 |  |  |  | C0NTR0L BLDG HVAC SYS L0GIC CRHA EMER INL DMPR DIV C MBD-0010C2
1539 | 1H23PL1302C | 1H23PL1302C-26 | 11302C26.SCH | 1T43 | 6N762-1 DCM3 | 3 | 0984 2503 | D | KWA1918AH | D | 32K | 0x0017efbd |  |  |  | CTRL BLDG HVAC SYSTEM L0GIC RECIRC DMPR CRHA DIV C MBD-0029C
1540 | 1H23PL1302C | 1H23PL1302C-27 | 11302C27.SCH | 1T43 | 6N762-1 DCM3 | 3 | 0933 2503 | E | KWA1918AH | D | 32K | 0x00178199 |  |  |  | C0NTR0L BLDG HVAC SYS L0GIC CRHA DIV C AHU-0002C
1541 | 1H23PL1302C | 1H23PL1302C-28 | 11302C28.SCH | 1T43 | 6N762-1 DCM3 | 3 | 0978 2503 | D | KWA1918AH | D | 32K | 0x0017cb39 |  |  |  | C0NTR0L BLDG HVAC SYS L0GICCRHA EMER INL DMPR DIV C MBD-0008C1
1542 | 1H23PL1302C | 1H23PL1302C-30 | 11302C30.SCH | 1T43 | 6N769-1 TCM | 3 | 0115 0804 | E | KWA1918CL | D | 128K | 0x0023520e |  |  |  | C0NTR0L BLDG HVAC SYS L0GIC SREA DIV I11 AHU-0001C
1543 | 1H23PL1302C | 1H23PL1302C-31 | 11302C31.SCH | 1T43 | 6N765-1 ACM | 3 | 0295 4303 | E | KWA1918CL | D | 128K | 0x0026bdc7 |  |  |  | C0NTR0L BLDG HVAC SYS L0GIC EXHAUST FAN SREA DIV C FAN-0006C2 3 INP VAL MED SEL
1544 | 1H23PL1302C | 1H23PL1302C-32 | 11302C32.SCH | 1T43 | 6N765-1 ACM | 3 | 0406 4303 | F | KWA1918CL | D | 128K | 0x00274512 | TM#37 | LT1-12755 | LT1-31113-1536 | C0NTR0L BLDG HVAC SYS L0GIC CRHA EMER SUPPLY FAN DIV C FAN-0101C2 3 INP VAL MED SEL
1545 | 1H23PL1302C | 1H23PL1302C-34 | 11302C34.SCH | 1T43 | 6N765-1 ACM | 3 | 0377 4303 | G | KWA1918CL | E | 128K | 0x0028018b |  |  |  | C0NTR0L BLDG HVAC SYS L0GIC SUPPLY FAN CRHA DIV C FAN-0002C1
1546 | 1H23PL1302C | 1H23PL1302C-35 | 11302C35.SCH | 1T43 | 6N765-1 ACM | 3 | 0401 4303 | E | KWA1918CL | D | 128K | 0x0026c10f |  |  |  | C0NTR0L BLDG HVAC SYS L0GIC EXHAUST FAN SREA DIV C FAN-0006C1 3 INP VAL MED SEL
1547 | 1H23PL1302C | 1H23PL1302C-36 | 11302C36.SCH | 1T43 | 6N765-1 ACM | 3 | 0347 4303 | H | KWA1918CL | E | 128K | 0x00280a4c |  |  |  | C0NTR0L BLDG HVAC SYS L0GIC SUPPLY FAN CRHA DIV C FAN-0002C2
1548 | 1H23PL1302C | 1H23PL1302C-37 | 11302C37.SCH | 1T43 | 6N766-1 AIM | 3 | 0417 5103 | F | KWA1918AH | D | 32K | 0x0017eb56 |  |  |  | C0NTR0L BLDG HVAC L0GIC CRHA DIV C EMER FILTER SGTR-0101C SUPPLY FAN FAN-0002C1
1549 | 1H23PL1302C | 1H23PL1302C-38 | 11302C38.SCH | 1T43 | 6N765-1 ACM | 3 | 0168 4202 | C | KWA1918CL | D | 128K | 0x002671ca |  |  |  | C0NTR0L BLDG HVAC SYS L0GIC SREA AHU-0001C CRHA AHU-0002C 0UTPUT TEMP VAL AVERAGE DIV I11
1550 | 1H23PL1302C | 1H23PL1302C-39 | 11302C39.SCH | 1T43 | 6N766-1 AIM | 3 | 0455 5103 | F | KWA1918AH | C | 32K | 0x0017d32a | TM#37 | LT1-12755 | LT1-31113-1536 | C0NTR0L BLDG HVAC SYS L0GIC CRHA EMPA FILTER/SPLY FAN DIV C FAN-0101C1,SGTR-0101C
1551 | 1H23PL1302C | 1H23PL1302C-40 | 11302C40.SCH | 1T43 | 6N769-1 TCM | 3 | 0153 0804 | D | KWA1918CL | D | 128K | 0x0023672b |  |  |  | C0NTR0L BLDG HVAC SYS L0GIC CRHA DIV C AHU-0002C
1552 | 1H23PL1302C | 1H23PL1302C-41 | 11302C41.SCH | 1T43 | 6N766-1 AIM | 3 | 0266 4503 | E | KWA1918AH | C | 32K | 0x00179629 |  |  |  | C0NTR0L BLDG HVAC SYS L0GIC SREA DIV C FAN-0001C2,FAN-0006C2,AHU-0001C
1553 | 1H23PL1302C | 1H23PL1302C-42 | 11302C42.SCH | 1T43 | 6N769-1 TCM | 3 | 0092 0804 | C | KWA1918CL | C | 128K | 0x00236631 |  |  |  | C0NTR0L BLDG HVAC SYS L0GIC CRHA DIV C EMER FILTER SGTR-0101C THERM0C0UPLE INPUTS
1554 | 1H23PL1302C | 1H23PL1302C-43 | 11302C43.SCH | 1T43 | 6N766-1 AIM | 3 | 0376 4503 | G | KWA1918AH | E | 32K | 0x00175d2a |  |  |  | C0NTR0L BLDG HVAC SYS L0GIC CRHA DIV C AHU-0002C, FAN-0002C2
1555 | 1H23PL1302C | 1H23PL1302C-44 | 11302C44.SCH | 1T43 | 6N768-1 AOM | 3 | 0055 0204 | A | KWA1918AH | B | 32K | 0x0017942c |  |  |  | C0NTR0L BLDG HVAC SYS L0GIC CRHA EMER SUPPLY FAN DIV C FAN-0101C1, FAN-0101C2
1556 | 1H23PL1302C | 1H23PL1302C-45 | 11302C45.SCH | 1T43 | 6N770-1 RTD | 3 | 0064 0404 | C | KWA1918AH | C | 32K | 0x001a52b2 |  |  |  | C0NTR0L BLDG HVAC SYS L0GIC SUPPLY FAN CRHA DIC C FAN-0002C1
1557 | 1H23PL1302C | 1H23PL1302C-46 | 11302C46.SCH | 1T43 | 6N770-1 RTD | 3 | 0051 4903 | C | KWA1918AH | C | 32K | 0x001a52c0 |  |  |  | C0NTR0L BLDG HVAC SYS L0GIC SUPPLY FAN CRHA DIC C FAN-0002C2
1558 | 1H23PL1302C | 1H23PL1302C-47 | 11302C47.SCH | 1T43 | 6N766-1 AIM | 3 | 0338 4503 | F | KWA1918AH | C | 32K | 0x0017f2cc | TM#37 | LT1-12755 | LT1-31113-1536 | C0NTR0L BLDG HVAC SYS L0GIC CRHA/SREA FANS DIV c FAN-0001C1, FAN-0006C1, FAN-0101C2
1559 | 1H23PL1302C | 1H23PL1302C-48 | 11302C48.SCH | 1R12 | 6N766-1 AIM | 3 | 0073 3902 | C | KWA1918AH | C | 32K | 0x0016945c |  |  |  | L0W V0LT DISTR SYS L0GIC LSWG MCC 0140C4 BUS M0NIT0RING
1560 | 1H23PL1303B | 1H23PL1303B-N1 |  | H23 | 6N754-1 NIM | 2 | 0092 3902
1561 | 1H23PL1303B | 1H23PL1303B-N2 |  | H23 | 6N754-1 NIM | 2 | 0037 3902
1562 | 1H23PL1303B | 1H23PL1303B-PS1 |  | H23 | 8N76-1 9N188 | 2 | 111
1563 | 1H23PL1303B | 1H23PL1303B-PS2 |  | H23 | 8N76-1 9N188 | 2 | 114
1564 | 1H23PL1303B | 1H23PL1303B-01 | 11303B01.SCH | 1P21 | 6N762-1 DCM3 | 2 | 0393 4202 | F | KWA1918AH | D | 32K | 0x00184e86 |  |  |  | RB CLG WATER SYS L0GIC (DIV B) RBCW HX 0UTLET VALVE MBV-000681
1565 | 1H23PL1303B | 1H23PL1303B-02 | 11303B02.SCH | 1P21 | 6N762-1 DCM3 | 2 | 0495 4202 | E | KWA1918AH | C | 32K | 0x00184d5b |  |  |  | RB CLG WATER SYS L0GIC (DIV B) RBCW HX 0UTLET VALVE MBV-0006B2
1566 | 1H23PL1303B | 1H23PL1303B-03 | 11303B03.SCH | 1K11 | 6N762-1 DCM3 | 2 | 0380 4202 | A | KWA1918AH | B | 32K | 0x0016bcd3 |  |  |  | REBCW HX R00M 121 LEVEL HIGH L5-0051B1, B2,B3 RND B4
1567 | 1H23PL1303B | 1H23PL1303B-04 | 11303B04.SCH | 1P25 | 6N762-1 DCM3 | 2 | 0487 4202 | E | KWA1918AH | C | 32K | 0x0019019a |  |  |  | EMER CHILLED WATER SYS L0GIC DIV I1 ECW PUMP P-0001B1
1568 | 1H23PL1303B | 1H23PL1303B-05 | 11303B05.SCH | 1P21 | 6N762-1 DCM3 | 2 | 1450 2503 | E | KWA1918AH | C | 32K | 0x00184d6d |  |  |  | RB CLG WATER SYS L0GIC (DIV 8) RBCW HX 0UTLET VALVE MVB-0006B3
1569 | 1H23PL1303B | 1H23PL1303B-06 | 11303B06.SCH | 1P21 | 6N762-1 DCM3 | 2 | 1427 2503 | B | KWA1918AH | C | 32K | 0x00181079 |  |  |  | RB CLG WATER SYS L0GIC (DIV B) N0N-SFTY SPLY ISLN VLVS ABV-0058Bl AND ABV-005882
1570 | 1H23PL1303B | 1H23PL1303B-07 | 11303B07.SCH | 1P21 | 6N762-1 DCM3 | 2 | 1428 2503 | C | KWA1918AH | C | 32K | 0x00180ab9 |  |  |  | RB CLG WATER SYS L0GIC (DIV B) ECW CHILLER 182 ISLN VLV MBV-0 15782
1571 | 1H23PL1303B | 1H23PL1303B-08 | 11303B08.SCH | 1P25 | 6N762-1 DCM3 | 2 | 1589 2503 | G | KWA1918AH | C | 32K | 0x00185e28 |  |  |  | EMER CHILLED WTR SYS L0GIC DIV I1 CBHA CLNG ALMS DIV I1 ECW CHU-000lBl
1572 | 1H23PL1303B | 1H23PL1303B-09 | 11303B09.SCH | 1P25 | 6N762-1 DCM3 | 2 | 1544 2503 | G | KWA1918AH | C | 32K | 0x00184c79 |  |  |  | EMER CHILLED WTR SYS L0GIC DIV I1 ECW CHU-0001B2
1573 | 1H23PL1303B | 1H23PL1303B-10 | 11303B10.SCH | 1P21 | 6N762-1 DCM3 | 2 | 1563 2503 | B | KWA1918AH | C | 32K | 0x00186475 |  |  |  | RB CLG WATER SYSTEM L0GIC MBV-00608
1574 | 1H23PL1303B | 1H23PL1303B-11 | 11303B11.SCH | 1P21 | 6N762-1 DCM3 | 2 | 1562 2503 | B | KWA1918AH | C | 32K | 0x001864af |  |  |  | RB CLG WATER SYSTEM L0GIC MBV-0 1028
1575 | 1H23PL1303B | 1H23PL1303B-12 | 11303B12.SCH | 1P21 | 6N762-1 DCM3 | 2 | 1564 2503 | C | KWA1918AH | C | 32K | 0x00180c18 |  |  |  | RB CLG WATER SYS L0GIC (DIV B) ECW CHILLER lB1 ISLN VLV MBV-0 1578 1
1576 | 1H23PL1303B | 1H23PL1303B-13 | 11303B13.SCH | 1P25 | 6N762-1 DCM3 | 2 | 1565 2503 | F | KWA1918AH | D | 32K | 0x0018fe14 |  |  |  | EMER CHILLED WATER SYS L0GIC DIV I1 ECW PUMP P-0001B2
1577 | 1H23PL1303B | 1H23PL1303B-28 | 11303B28.SCH | 1T43 | 6N765-1 ACM | 2 | 0263 4303 | D | KWA1918CL | D | 128K | 0x00240227 |  |  |  | C0NTR0L BLDG HVAC SYS L0GIC CRHA EMER SUPPLY FAN DIV B FAN-0101B1 TW0 INP VAL AVG
1578 | 1H23PL1303B | 1H23PL1303B-29 | 11303B29.SCH | 1T43 | 6N765-1 ACM | 2 | 0124 4202 | F | KWA1918CL | D | 128K | 0x00273bfc | TM#37 | LT1-12755 | LT1-31113-1536 | C0NTR0L BLDG HVAC SYS L0GIC CRHA EMER SUPPLY FAN DIV B FAN-0101B1 3 INP VAL MED SEL
1579 | 1H23PL1303B | 1H23PL1303B-30 | 11303B30.SCH | 1T43 | 6N765-1 ACM | 2 | 0144 4202 | G | KWA1918CL | E | 128K | 0x00273cb9 | TM#37 | LT1-12755 | LT1-31113-1536 | C0NTR0L BLDG HVAC SYS L0GIC CRHA EMER SUPPLY FAN DIV B FAN-0101B2 3 TNP VAL MED SEE
1580 | 1H23PL1303B | 1H23PL1303B-31 | 11303B31.SCH | 1T43 | 6N768-1 AOM | 2 | 0056 0204 | A | KWA1918AH | B | 32K | 0x001791a3 |  |  |  | C0NTR0L BLDG HVAC SYS L0GIC CRHA EMER SUPPLY FAN DIV B FAN-0l0lB1, FAN-0l0lB2
1581 | 1H23PL1303B | 1H23PL1303B-32 | 11303B32.SCH | 1P26 | 6N765-1 ACM | 2 | 0088 4202 | B | KWA1918CL |  | 128K | 0x0022e22b |  |  |  | RB SERVICE WATER SYSTEM SERVICE WATER SYSTEM DIV I1TEMPERATURE ALARMS
1582 | 1H23PL1303B | 1H23PL1303B-35 | 11303B35.SCH | 1P21 | 6N765-1 ACM | 2 | 0264 4303 | C | KWA1918CL | D | 128K | 0x0024a756 |  |  |  | RB CLG WATER SYSTEM L0GIC RBCW PUMP DIV B, P-0001B1 & P-000 1B2
1583 | 1H23PL1303B | 1H23PL1303B-36 | 11303B36.SCH | 1T43 | 6N769-1 TCM | 2 | 0018 4402 | C | KWA1918AH | B | 32K | 0x0022c900 |  |  |  | C0NTR0L BLDG HVAC SYS L0GIC CRHA DIV B EMER FILTER SGTR-0101B THERM0C0UPLE INPUTS
1584 | 1H23PL1303B | 1H23PL1303B-38 | 11303B38.SCH | 1K11 | 6N766-1 AIM | 2 | 0444 5103 | E | KWA1918AH | C | 32K | 0x0017eb91 |  |  |  | RBCW HX R00M 121 LEVEL LT-0052B1. B2, B3 RND B4
1585 | 1H23PL1303B | 1H23PL1303B-39 | 11303B39.SCH | 1P21 | 6N766-1 AIM | 2 | 0099 3902 | G | KWA1918AH | D | 32K | 0x0018291a |  |  |  | RB CLG WATER SYSTEM L0GIC SYSTEM M0NIT0RING SAFETY (DIV B)
1586 | 1H23PL1303B | 1H23PL1303B-40 | 11303B40.SCH | 1P21 | 6N766-1 AIM | 2 | 0126 3902 | C | KWA1918AH | C | 32K | 0x0016e2dc |  |  |  | RB CLG WATER SYSTEM L0GIC RBCW PUMP P-0001B2, DIV B
1587 | 1H23PL1303B | 1H23PL1303B-41 | 11303B41.SCH | 1P21 | 6N770-1 RTD | 2 | 0044 4903 | B | KWA1918AH | C | 32K | 0x00197375 |  |  |  | RB CLG WATER SYSTEM L0GIC RBCW PUMP DIV B, Pw000IB1
1588 | 1H23PL1303B | 1H23PL1303B-42 | 11303B42.SCH | 1P21 | 6N769-1 TCM | 2 | 0017 4402 | D | KWA1918CL | D | 128K | 0x0023e168 |  |  |  | RB CLG WATER SYSTEM L0GIC THERM0C0UPLE INPUTS
1589 | 1H23PL1303B | 1H23PL1303B-43 | 11303B43.SCH | 1P21 | 6N766-1 AIM | 2 | 0140 3902 | D | KWA1918AH | D | 32K | 0x00170907 |  |  |  | RB CLG WATER SYSTEM L0GIC RBCW PUMP P-0001B1, TCVS, DIV I3
1590 | 1H23PL1303B | 1H23PL1303B-44 | 11303B44.SCH | 1P21 | 6N769-1 TCM | 2 | 0134 0804 | B | KWA1918AH | C | 32K | 0x00225fac |  |  |  | RB CLG WATER SYSTEM L0GIC SYSTEM M0NIT0RING SAFETY (DIV B)
1591 | 1H23PL1303B | 1H23PL1303B-45 | 11303B45.SCH | 1P21 | 6N770-1 RTD | 2 | 0040 4903 | B | KWA1918AH | C | 32K | 0x00192fcf |  |  |  | RB CLG WATER SYSTEM L0GIC RBCW PUMPS DIV B
1592 | 1H23PL1303B | 1H23PL1303B-46 | 11303B46.SCH | 1P21 | 6N770-1 RTD | 2 | 0034 4903 | B | KWA1918AH | C | 32K | 0x0019737f |  |  |  | RB CLG WATER SYSTEM L0GIC RBCW PUMP DIV Be P-0001B2
1593 | 1H23PL1303B | 1H23PL1303B-47 | 11303B47.SCH | 1P21 | 6N768-1 AOM | 2 | 0008 3902 | A | KWA1918AH | B | 32K | 0x00178f7d |  |  |  | RB CLG WATER SYSTEM L0GIC RBCW TCVS, DIVISI0N B
1594 | 1H23PL1303B | 1H23PL1303B-48 | 11303B48.SCH | 1P21 | 6N769-1 TCM | 2 | 0074 0804 | D | KWA1918CL | D | 128K | 0x00235b8a |  |  |  | RB CLG WATER SYSTEM L0GIC THERM0C0UPLE INPUTS
1595 | 1H23PL1303C | 1H23PL1303C-N1 |  | H23 | 6N754-1 NIM | 3 | 0165 4903
1596 | 1H23PL1303C | 1H23PL1303C-N2 |  | H23 | 6N754-1 NIM | 3 | 0195 4903
1597 | 1H23PL1303C | 1H23PL1303C-PS1 |  | H23 | 8N76-1 9N188 | 3 | 128
1598 | 1H23PL1303C | 1H23PL1303C-PS2 |  | H23 | 8N76-1 9N188 | 3 | 186
1599 | 1H23PL1303C | 1H23PL1303C-01 | 11303C01.SCH | 1P21 | 6N762-1 DCM3 | 3 | 0941 2503 | E | KWA1918AH | C | 32K | 0x001852ba |  |  |  | RB CLG WATER SYS L0GIC (DIV C) RBCW HX 0UTLET VALVE MBV-0006C1 AND 0VLD BYP TEST
1600 | 1H23PL1303C | 1H23PL1303C-02 | 11303C02.SCH | 1P21 | 6N762-1 DCM3 | 3 | 0979 2503 | E | KWA1918AH | C | 32K | 0x00185240 |  |  |  | RB CLG WATER SYS L0GIC (DIV C) RBCW HX 0UTLET VALVE MBV-0006C2
1601 | 1H23PL1303C | 1H23PL1303C-03 | 11303C03.SCH | 1P21 | 6N762-1 DCM3 | 3 | 0371 4202 | C | KWA1918AH | C | 32K | 0x00180d83 |  |  |  | RB CLG WATER SYS L0GIC (DIV C) ECW CHILLER lC1 ISLN VLV MBV-0 157C 1
1602 | 1H23PL1303C | 1H23PL1303C-04 | 11303C04.SCH | 1K11 | 6N762-1 DCM3 | 3 | 0620 4202 | A | KWA1918AH | B | 32K | 0x0016bdf9 |  |  |  | REBCW HX R00M 131 LEVEL HIGH L5-0053Cl. C2, C3 RND C4
1603 | 1H23PL1303C | 1H23PL1303C-05 | 11303C05.SCH | 1P21 | 6N762-1 DCM3 | 3 | 0703 4202 | E | KWA1918AH | C | 32K | 0x001851b2 |  |  |  | RB CLG WATER SYS L0GIC (DIV C) RBCW HX 0UTLET VALVE MBV-0006C3
1604 | 1H23PL1303C | 1H23PL1303C-06 | 11303C06.SCH | 1P21 | 6N762-1 DCM3 | 3 | 0704 4202 | B | KWA1918AH | C | 32K | 0x00176aa2 |  |  |  | RB CLG WATER SYS L0GIC (DIV C) N0N-SFTY SPLY ISLN VLV ABV-0058C1
1605 | 1H23PL1303C | 1H23PL1303C-08 | 11303C08.SCH | 1P21 | 6N762-1 DCM3 | 3 | 0705 4202 | B | KWA1918AH | C | 32K | 0x00176ace |  |  |  | RB CLG WATER SYS L0GIC (DIV C) N0N-SFTY SPLY ISLN VLV ABV-0058C2
1606 | 1H23PL1303C | 1H23PL1303C-09 | 11303C09.SCH | 1P21 | 6N762-1 DCM3 | 3 | 0644 4202 | C | KWA1918AH | C | 32K | 0x00180e2e |  |  |  | RB CLG WATER SYS L0GIC (DIV C) ECW CHILLER 1C2 ISLN VLV MBV-0 157C2
1607 | 1H23PL1303C | 1H23PL1303C-10 | 11303C10.SCH | 1P21 | 6N762-1 DCM3 | 3 | 0639 4202 | B | KWA1918AH | C | 32K | 0x001865f1 |  |  |  | RB CLG WATER SYSTEM L0GIC MBV-0060C
1608 | 1H23PL1303C | 1H23PL1303C-11 | 11303C11.SCH | 1P21 | 6N762-1 DCM3 | 3 | 0656 4202 | B | KWA1918AH | C | 32K | 0x00186634 |  |  |  | RB CLG WATER SYSTEM L0GIC MBV-0 102C
1609 | 1H23PL1303C | 1H23PL1303C-12 | 11303C12.SCH | 1T43 | 6N762-1 DCM3 | 3 | 0657 4202 | D | KWA1918AH | C | 32K | 0x00190c19 |  |  |  | C0NTR0L BLDG HVAC SYS L0GIC SUPPLY FAN SREA DIV C FAN-0001C1
1610 | 1H23PL1303C | 1H23PL1303C-13 | 11303C13.SCH | 1T43 | 6N762-1 DCM3 | 3 | 0634 4202 | D | KWA1918AH | C | 32K | 0x00190c53 |  |  |  | C0NTR0L BLDG HVAC SYS L0GIC SUPPLY FAN SREA DIV C FAN-0001C2
1611 | 1H23PL1303C | 1H23PL1303C-14 | 11303C14.SCH | 1T43 | 6N762-1 DCM3 | 3 | 0643 4202 | F | KWA1918AH |  | 32K | 0x0019c009 |  |  |  | C0NTR0L BULD HVAC SYS L0GIC CRHA EMER SUPLY FAN DIV C FAN-0101C1
1612 | 1H23PL1303C | 1H23PL1303C-31 | 11303C31.SCH | 1P21 | 6N765-1 ACM | 3 | 0441 5003 | B | KWA1918CL | D | 128K | 0x0024b297 |  |  |  | RB CLG WATER SYSTEM L0GIC RBCW PUMP DIV C, P-0001C1 6 P-000 lC2
1613 | 1H23PL1303C | 1H23PL1303C-32 | 11303C32.SCH | 1T43 | 6N769-1 TCM | 3 | 0119 0804 | D | KWA1918CL | C | 128K | 0x0022c900 |  |  |  | C0NTR0L BLDG HVAC SYS L0GIC CRHA DIV C EMER FILTER SGTR-0101C THERM0C0UPLE INPUTS
1614 | 1H23PL1303C | 1H23PL1303C-33 | 11303C33.SCH | 1T43 | 6N765-1 ACM | 3 | 0293 4303 | E | KWA1918CL | D | 128K | 0x0026be97 |  |  |  | C0NTR0L BLDG HVAC SYS L0GIC SUPPLY FAN SREA DIV C FAN-0001C1 3 INP VAL MED SEL
1615 | 1H23PL1303C | 1H23PL1303C-34 | 11303C34.SCH | 1T43 | 6N765-1 ACM | 3 | 0289 4303 | E | KWA1918CL | D | 128K | 0x00245446 |  |  |  | C0NTR0L BLDG HVAC SYS L0GIC CRHA EMER SUPPLY FAN DIV C FAN-0101C1 TW0 INP VAL AVG
1616 | 1H23PL1303C | 1H23PL1303C-35 | 11303C35.SCH | 1T43 | 6N765-1 ACM | 3 | 0091 4202 | F | KWA1918CL | D | 128K | 0x00274804 | TM#37 | LT1-12755 | LT1-31113-1536 | C0NTR0L BLDG HVAC SYS L0GIC CRHA EMER SUPPLY FAN DIV C FAN-0101C1 3 INP VAL MED SEL
1617 | 1H23PL1303C | 1H23PL1303C-36 | 11303C36.SCH | 1T43 | 6N765-1 ACM | 3 | 0440 5003 | E | KWA1918CL | D | 128K | 0x0026b8a8 |  |  |  | C0NTR0L BLDG HVAC SYS L0GIC SUPPLY FAN SREA DIV C FAN-0001C2 3 INP VAL MED SEL
1618 | 1H23PL1303C | 1H23PL1303C-37 | 11303C37.SCH | 1P21 | 6N770-1 RTD | 3 | 0052 4903 | B | KWA1918AH | C | 32K | 0x00197389 |  |  |  | RB CLG WATER SYSTEM L0GIC RBCW PUMP DIV C, P-000lC2
1619 | 1H23PL1303C | 1H23PL1303C-38 | 11303C38.SCH | 1P21 | 6N770-1 RTD | 3 | 0054 4903 | B | KWA1918AH | C | 32K | 0x00192fdd |  |  |  | RB CLG WATER SYSTEM L0GIC RBCW PUMPS DIV C
1620 | 1H23PL1303C | 1H23PL1303C-39 | 11303C39.SCH | 1P21 | 6N770-1 RTD | 3 | 0074 1508 | B | KWA1918AH | C | 32K | 0x0019738d |  |  |  | RB CLG WATER SYSTEM L0GIC RBCW PUMP DIV C, P-000lC1
1621 | 1H23PL1303C | 1H23PL1303C-40 | 11303C40.SCH | 1P21 | 6N765-1 ACM | 3 | 0296 4303 | C | KWA1918CL | D | 128K | 0x0025e690 |  |  |  | RB CLG WATER SYSTEM L0GIC TW0 INP VAL AVG, TE-0005C1/C2
1622 | 1H23PL1303C | 1H23PL1303C-41 | 11303C41.SCH | 1P21 | 6N766-1 AIM | 3 | 0295 4503 | C | KWA1918AH | C | 32K | 0x0016e2f1 |  |  |  | RB CLG WATER SYSTEM L0GIC RBCW PUMP P-0001C1, DIV C
1623 | 1H23PL1303C | 1H23PL1303C-42 | 11303C42.SCH | 1P21 | 6N769-1 TCM | 3 | 0075 0804 | D | KWA1918CL | D | 128K | 0x0023e17b |  |  |  | RB CLG WATER SYSTEM L0GIC THERM0C0UPLE INPUTS
1624 | 1H23PL1303C | 1H23PL1303C-43 | 11303C43.SCH | 1P21 | 6N766-1 AIM | 3 | 0424 5103 | C | KWA1918AH | C | 32K | 0x0016e2f5 |  |  |  | RB CLG WATER SYSTEM L0GIC RBCW PUMP P-0001C2, DIV C
1625 | 1H23PL1303C | 1H23PL1303C-44 | 11303C44.SCH | 1P21 | 6N769-1 TCM | 3 | 0076 0804 | A | KWA1918AH | B | 32K | 0x00226097 |  |  |  | RB CLG WATER SYSTEM L0GIC SYSTEM M0NIT0RING SAFETY (DIV C)
1626 | 1H23PL1303C | 1H23PL1303C-45 | 11303C45.SCH | 1P21 | 6N766-1 AIM | 3 | 0494 5103 | B | KWA1918AH | C | 32K | 0x0016a415 |  |  |  | RB CLG WATER SYSTEM L0GIC RBCW TCVs. DIVISI0N C ACV-0012C 6 ACV-0010C
1627 | 1H23PL1303C | 1H23PL1303C-46 | 11303C46.SCH | 1P21 | 6N769-1 TCM | 3 | 0132 0804 | D | KWA1918CL | D | 128K | 0x00235b35 |  |  |  | RB CLG WATER SYSTEM L0GIC THERM0C0UPLE INPUTS
1628 | 1H23PL1303C | 1H23PL1303C-47 | 11303C47.SCH | 1P21 | 6N768-1 AOM | 3 | 0028 3902 | A | KWA1918AH | B | 32K | 0x00179224 |  |  |  | RB CLG WATER SYSTEM L0GIC RBCW TCVS. DIVISI0N C
1629 | 1H23PL1303C | 1H23PL1303C-48 | 11303C48.SCH | 1P21 | 6N766-1 AIM | 3 | 0493 5103 | G | KWA1918AH | D | 32K | 0x00182a92 |  |  |  | RB CLG WATER SYSTEM L0GIC SYSTEM M0NIT0RING SAFETY (DIV C)
1630 | 1H23PL1401A | 1H23PL1401A-N1 |  | H23 | 6N754-1 NIM | 1 | 0112 4903
1631 | 1H23PL1401A | 1H23PL1401A-N2 |  | H23 | 6N754-1 NIM | 1 | 0228 4903
1632 | 1H23PL1401A | 1H23PL1401A-PS1 |  | H23 | 8N76-1 9N188 | 1 | 73
1633 | 1H23PL1401A | 1H23PL1401A-PS2 |  | H23 | 8N76-1 9N188 | 1 | 70
1634 | 1H23PL1401A | 1H23PL1401A-01 | 11401A01.SCH | 1E51 | 6N762-1 DCM3 | 1 | 0689 4202 | F | KWA1918AH | D | 32K | 0x001921ed | TM#41 | LT1-15365/15202 | LT1-31113-1887 | RX C0RE ISLN CLG L0GIC (RCIC) AUT0 INIT/SHUTD0WN, RTN T0 STBY SYSTEM TEST
1635 | 1H23PL1401A | 1H23PL1401A-02 | 11401A02.SCH | 1B21 | 6N762-1 DCM3 | 1 | 0709 4202 | C | KWA1918AH | C | 32K | 0x00162ba7 |  |  |  | MAIN STEAM SYSTEM (MS) L0GIC ADS L0GIC 6 C0NTR0L 0IV I
1636 | 1H23PL1401A | 1H23PL1401A-03 | 11401A03.SCH | 1E11 | 6N762-1 DCM3 | 1 | 0696 4202 | D | KWA1918AH | B | 32K | 0x0017e9e7 | TM#41 | LT1-15365/15202 | LT1-31113-1887 | RESIDUAL HEAT REM0VAL SYSTEM MANUAL M0DE SWITCHES DIV I
1637 | 1H23PL1401A | 1H23PL1401A-04 | 11401A04.SCH | 1E11 | 6N762-1 DCM3 | 1 | 0694 4202 | D | KWA1918AH |  | 32K | 0x0017ca5e |  |  |  | RESIDUAL HEAT REM0VAL SYSTEM L00P A VALVE TESTING SIGNALS AND SPC M0DES DIV I
1638 | 1H23PL1401A | 1H23PL1401A-05 | 11401A05.SCH | 1C74 | 6N762-1 DCM3 | 1 | 0647 4202 | K | KWA1918AH | E | 32K | 0x0016bc9c |  |  |  | SAFETY SYS L0GIC 6 C0NTR0L L0GIC DIV I BPU CHAN 0F SENS0RS BYPASS
1639 | 1H23PL1401A | 1H23PL1401A-06 | 11401A06.SCH | 1E11 | 6N762-1 DCM3 | 1 | 0646 4202 | E | KWA1918AH |  | 32K | 0x0018914d |  |  |  | RESIDUAL HEAT REM0VAL SYSTEM L00P A STANDBY, LPFL, TEST, SPC M0DES DIV I
1640 | 1H23PL1401A | 1H23PL1401A-08 | 11401A08.SCH | 1B21 | 6N762-1 DCM3 | 1 | 0637 4202 | A | KWA1918AH | B | 32K | 0x001672b2 |  |  |  | MAIN STEAM SYSTEM (MS) L0GIC ADS INITIATI0N DIV I
1641 | 1H23PL1401A | 1H23PL1401A-11 | 11401A11.SCH | 1C73 | 6N762-1 DCM3 | 1 | 0645 4202 | C | KWA1918AH | C | 32K | 0x001696ba |  |  |  | LEAK DET & ISLN SYS L0GIC DIVISI0N I L0GIC RHR & RCIC IS0LATI0N
1642 | 1H23PL1401A | 1H23PL1401A-12 | 11401A12.SCH | 1T63 | 6N762-1 DCM3 | 1 | 0692 4202 | D | KWA1918AH | B | 32K | 0x00169f05 |  |  |  | PR0C RAD M0NIT0RING L0GIC DIV I RMS PRM-1001A. 1002A1
1643 | 1H23PL1401A | 1H23PL1401A-13 | 11401A13.SCH | 1T63 | 6N762-1 DCM3 | 1 | 0707 4202 | B | KWA1918AH | B | 32K | 0x0016c6de |  |  |  | PR0C RAD M0NIT0RING L0GIC DIV I RMS PRM-1002A2.1002A3.1002A4
1644 | 1H23PL1401A | 1H23PL1401A-15 | 11401A15.SCH | 1T63 | 6N762-1 DCM3 | 1 | 0554 4202 | D | KWA1918AH | C | 32K | 0x001697a8 |  |  |  | PR0C RAD M0NIT0RING L0GIC DIV I AFHV MAIN AREA AHU RMS PRM-1002A5, 1002A6
1645 | 1H23PL1401A | 1H23PL1401A-16 | 11401A16.SCH | 1E11 | 6N762-1 DCM3 | 1 | 0708 4202 | C | KWA1918AH | C | 32K | 0x00180a12 |  |  |  | RESIDUAL HEAT REM0VAL SYSTEM MISCELLANE0US L00P A DIV I L0GIC
1646 | 1H23PL1401A | 1H23PL1401A-17 | 11401A17.SCH | 1T63 | 6N762-1 DCM3 | 1 | 0603 4202 | C | KWA1918AH | B | 32K | 0x0016ac9d |  |  |  | PR0C RAD M0NIT0RING L0GIC DIV I DRYWELL LCW 6 HCW SUMP RMS PRM-00 10A, 00 108
1647 | 1H23PL1401A | 1H23PL1401A-20 | 11401A20.SCH | 1E11 | 6N762-1 DCM3 | 1 | 0592 4202 | F | KWA1918AH | D | 32K | 0x00195537 | TM#19 | LT1-10349/12086 | LT1-31113-1594 | RESIDUAL HEAT REM0VAL SYSTEM MANUAL M0DE SWITCHES DIV I
1648 | 1H23PL1401A | 1H23PL1401A-21 | 11401A21.SCH | 1E11 | 6N762-1 DCM3 | 1 | 0693 4202 | C | KWA1918AH | C | 32K | 0x0019a8a4 |  |  |  | RESIDUAL HEAT REM0VAL SYSTEM MANUAL M0DE SWITCHES DIV I
1649 | 1H23PL1401A | 1H23PL1401A-22 | 11401A22.SCH | 1E11 | 6N762-1 DCM3 | 1 | 0706 4202 | D | KWA1918AH |  | 32K | 0x00180c9b |  |  |  | RESIDUAL HEAT REM0VAL SYSTEM MANUAL M0DE SWITCHES DIV I
1650 | 1H23PL1401A | 1H23PL1401A-42 | 11401A42.SCH | 1T63 | 6N766-1 AIM | 1 | 0044 3902 | D | KWA1918AH | B | 32K | 0x00171309 |  |  |  | PR0C RAD M0NIT0RING L0GIC DIV I RADIATI0N LEVELS
1651 | 1H23PL1401A | 1H23PL1401A-43 | 11401A43.SCH | 1T63 | 6N766-1 AIM | 1 | 0177 3902 | D | KWA1918AH | B | 32K | 0x0016942c |  |  |  | PR0C RAD M0NIT0RING L0GIC DIV I RADIATI0N LEVELS
1652 | 1H23PL1401B | 1H23PL1401B-N1 |  | H23 | 6N754-1 NIM | 2 | 0204 4903
1653 | 1H23PL1401B | 1H23PL1401B-N2 |  | H23 | 6N754-1 NIM | 2 | 0009 3902
1654 | 1H23PL1401B | 1H23PL1401B-PS1 |  | H23 | 8N76-1 9N188 | 2 | 114
1655 | 1H23PL1401B | 1H23PL1401B-PS2 |  | H23 | 8N76-1 9N188 | 2 | 110
1656 | 1H23PL1401B | 1H23PL1401B-01 | 11401B01.SCH | 1B21 | 6N762-1 DCM3 | 2 | 0163 4202 | C | KWA1918AH | C | 32K | 0x00162abb |  |  |  | MAIN STEAM SYSTEM (MSI L0GIC ADS L0GIC 6 C0NTR0L DIV 11
1657 | 1H23PL1401B | 1H23PL1401B-02 | 11401B02.SCH | 1E11 | 6N762-1 DCM3 | 2 | 0533 4202 | D | KWA1918AH | C | 32K | 0x00181e62 |  |  |  | RESIDUAL HEAT REM0VAL SYSTEM MISCELLANE0US L00P B DIV I1 L0GIC
1658 | 1H23PL1401B | 1H23PL1401B-03 | 11401B03.SCH | 1E51 | 6N762-1 DCM3 | 2 | 0530 4202 | A | KWA1918AH | B | 32K | 0x0016271b |  |  |  | RX C0RE ISLN CLG L0GIC (RCIC) STM SP LN 0B VLV MBV-0102 DIV I1
1659 | 1H23PL1401B | 1H23PL1401B-04 | 11401B04.SCH | 1E11 | 6N762-1 DCM3 | 2 | 0610 4202 | F | KWA1918AH | C | 32K | 0x0018a92c | TM#41 | LT1-15365/15202 | LT1-31113-1887 | RESIDUAL HEAT REM0VAL SYSTEM MANUAL M0DE SWITCHES DIV I1
1660 | 1H23PL1401B | 1H23PL1401B-05 | 11401B05.SCH | 1C74 | 6N762-1 DCM3 | 2 | 0609 4202 | K | KWA1918AH | E | 32K | 0x0016bb08 |  |  |  | SAFETY SYS L0GIC 6 C0NTR0L L0GIC DIV I1 BPU CHAN 0F SENS0RS BYPASS
1661 | 1H23PL1401B | 1H23PL1401B-07 | 11401B07.SCH | 1E11 | 6N762-1 DCM3 | 2 | 0557 4202 | F | KWA1918AH |  | 32K | 0x0018c349 |  |  |  | RESIDUAL HEAT REM0VAL SYSTEM L00P B STANDBY,LPFL,TEST,SPC WW/DW SPRAY M0DES DIV I1
1662 | 1H23PL1401B | 1H23PL1401B-12 | 11401B12.SCH | 1C73 | 6N762-1 DCM3 | 2 | 0733 4202 | C | KWA1918AH | C | 32K | 0x00169657 |  |  |  | LEAK DET & ISLN SYS L0GIC DIVISI0N I1 L0GIC RHR & RCIC IS0LATI0N
1663 | 1H23PL1401B | 1H23PL1401B-13 | 11401B13.SCH | 1T22 | 6N762-1 DCM3 | 2 | 0734 4202 | J | KWA1918AH |  | 32K | 0x0017b704 | TM#19 | LT1-10349/12086 | LT1-31113-1344/1486 | STNDBY GAS TRTMT L0GIC TRAIN (B) 0perating m0de,DIVII
1664 | 1H23PL1401B | 1H23PL1401B-14 | 11401B14.SCH | 1T63 | 6N762-1 DCM3 | 2 | 0735 4202 | D | KWA1918AH | B | 32K | 0x00169ea4 |  |  |  | PR0C RAD M0NIT0RING L0GIC DIV 11 MSL 6 RB HVAC RMS PRM-100 1B. PRM-100281
1665 | 1H23PL1401B | 1H23PL1401B-15 | 11401B15.SCH | 1T63 | 6N762-1 DCM3 | 2 | 0736 4202 | B | KWA1918AH | B | 32K | 0x0016c689 |  |  |  | PR0C RAD M0NIT0RING L0GIC DIV I1 RMS PRM-1002B2, PRM-100283. PRM-100284
1666 | 1H23PL1401B | 1H23PL1401B-16 | 11401B16.SCH | 1E11 | 6N762-1 DCM3 | 2 | 0681 4202 | H | KWA1918AH |  | 32K | 0x00194f17 | TM#19 | LT1-10349/12086 | LT1-31113-1344/1486 | RESIDUAL HEAT REM0VAL SYSTEM MANUAL M0DE SWITCHES DIV I1
1667 | 1H23PL1401B | 1H23PL1401B-17 | 11401B17.SCH | 1E11 | 6N762-1 DCM3 | 2 | 0612 4202 | D | KWA1918AH |  | 32K | 0x0017e0ef |  |  |  | RESIDUAL HEAT REM0VAL SYSTEM L00P B 0VERL0AD BYPASS TEST AND SPC M0DES DIV I1
1668 | 1H23PL1401B | 1H23PL1401B-18 | 11401B18.SCH | 1E11 | 6N762-1 DCM3 | 2 | 0608 4202 | C | KWA1918AH | C | 32K | 0x0019ce8c |  |  |  | RESIDUAL HEAT REM0VAL SYSTEM MANUAL M0DE SWITCHES DIV I1
1669 | 1H23PL1401B | 1H23PL1401B-19 | 11401B19.SCH | 1E11 | 6N762-1 DCM3 | 2 | 0680 4202 | F | KWA1918AH |  | 32K | 0x0019b432 | TM#19 | LT1-10349/12086 | LT1-31113-1344/1486 | RESIDUAL HEAT REM0VAL SYSTEM MANUAL M0DE SWITCHES DIV I1
1670 | 1H23PL1401B | 1H23PL1401B-29 | 11401B29.SCH | 1E22 | 6N762-1 DCM3 | 2 | 0682 4202 | J | KWA1918AH | F | 32K | 0x00199d4f | TM#41 | LT1-15365/15202 | LT1-31113-1887 | HP C0RE FL00DER SYS L0GIC L00P B STATUS,INITIATI0N,00S DIV I1
1671 | 1H23PL1401B | 1H23PL1401B-30 | 11401B30.SCH | 1E11 | 6N762-1 DCM3 | 2 | 0651 4202 | C | KWA1918AH | C | 32K | 0x001ac487 |  |  |  | RESIDUAL HEAT REM0VAL SYSTEM RHR 0UT 0F SERVICE L00P B DIV I1
1672 | 1H23PL1401B | 1H23PL1401B-33 | 11401B33.SCH | 1B21 | 6N762-1 DCM3 | 2 | 0672 4202 | A | KWA1918AH | B | 32K | 0x00167165 |  |  |  | MAIN STEAM SYSTEM (MSI L0GIC ADS INITIATI0N 0IV I1
1673 | 1H23PL1401B | 1H23PL1401B-42 | 11401B42.SCH | 1T63 | 6N766-1 AIM | 2 | 0101 3902 | E | KWA1918AH | B | 32K | 0x0016df6d |  |  |  | PR0C RAD M0NIT0RING L0GIC DIV I RADIATI0N LEVELS
1674 | 1H23PL1401C | 1H23PL1401C-N1 |  | H23 | 6N754-1 NIM | 3 | 0130 4903
1675 | 1H23PL1401C | 1H23PL1401C-N2 |  | H23 | 6N754-1 NIM | 3 | 0156 4903
1676 | 1H23PL1401C | 1H23PL1401C-PS1 |  | H23 | 8N76-1 9N188 | 3 | 41
1677 | 1H23PL1401C | 1H23PL1401C-PS2 |  | H23 | 8N76-1 9N188 | 3 | 3
1678 | 1H23PL1401C | 1H23PL1401C-01 | 11401C01.SCH | 1E11 | 6N762-1 DCM3 | 3 | 1405 2503 | F | KWA1918AH |  | 32K | 0x001a361f |  |  |  | RESIDUAL HEAT REM0VAL SYSTEM L00P C STANDBY,LPFL,TEST,SPC wW/DW SPRAY M0DES DIV I11
1679 | 1H23PL1401C | 1H23PL1401C-02 | 11401C02.SCH | 1T63 | 6N762-1 DCM3 | 3 | 1637 2503 | B | KWA1918AH | B | 32K | 0x0016c620 |  |  |  | PR0C RAD M0NIT0RING L0GIC DIV I11 RMS PRM- 1002C2, PRM- 1002C3, PRM- 1002C4
1680 | 1H23PL1401C | 1H23PL1401C-03 | 11401C03.SCH | 1C73 | 6N762-1 DCM3 | 3 | 1622 2503 | B | KWA1918AH | C | 32K | 0x00167ed0 |  |  |  | LEAK DET & ISLN SYS L0GIC DIVISI0N I11 L0GIC RHR IS0LATI0N
1681 | 1H23PL1401C | 1H23PL1401C-04 | 11401C04.SCH | 1C74 | 6N762-1 DCM3 | 3 | 1582 2503 | G | KWA1918AH | D | 32K | 0x0016b8f2 |  |  |  | SAFETY SYS L0GIC 6 C0NTR0L L0GIC DIV I11 BPU CHAN 0F SENS0RS BYPASS
1682 | 1H23PL1401C | 1H23PL1401C-05 | 11401C05.SCH | 1E11 | 6N762-1 DCM3 | 3 | 1620 2503 | F | KWA1918AH | C | 32K | 0x00197414 | TM#19 | LT1-10349/12086 | LT1-31113-1344/1486 | RESIDUAL HEAT REM0VAL SYSTEM MANUAL M0DE SWITCHES DIV I11
1683 | 1H23PL1401C | 1H23PL1401C-06 | 11401C06.SCH | 1E11 | 6N762-1 DCM3 | 3 | 1515 2503 | B | KWA1918AH | C | 32K | 0x001977f4 |  |  |  | RESIDUAL HEAT REM0VAL SYSTEM MANUAL M0DE SWITCHES DIV I11
1684 | 1H23PL1401C | 1H23PL1401C-07 | 11401C07.SCH | 1E11 | 6N762-1 DCM3 | 3 | 1614 2503 | G | KWA1918AH |  | 32K | 0x001a5200 | TM#19 | LT1-10349/12086 | LT1-31113-1344/1486 | RESIDUAL HEAT REM0VAL SYSTEM MANUAL M0DE SWITCHES DIV I11 |  | 臨時修改紀錄為0x001a5297，但Compile紀錄為0x001a5200，須把現場讀出確認。
1685 | 1H23PL1401C | 1H23PL1401C-08 | 11401C08.SCH | 1E11 | 6N762-1 DCM3 | 3 | 1619 2503 | C | KWA1918AH | C | 32K | 0x0018158a |  |  |  | RESIDUAL HEAT REM0VAL SYSTEM MISCELLANE0US L00P C DIV I11 L0GIC
1686 | 1H23PL1401C | 1H23PL1401C-09 | 11401C09.SCH | 1T22 | 6N762-1 DCM3 | 3 | 1199 2503 | K | KWA1918AH |  | 32K | 0x0017ba0e | TM#19 | LT1-10349/12086 | LT1-31113-1344/1486 | STNDBY GAS TRTMT L0GIC TRAIN (C) 0perating m0de,DIVIII
1687 | 1H23PL1401C | 1H23PL1401C-10 | 11401C10.SCH | 1T63 | 6N762-1 DCM3 | 3 | 1385 2503 | D | KWA1918AH | B | 32K | 0x00169e34 |  |  |  | PR0C RAD M0NIT0RING L0GIC DIV I11 RMS PRM-100 1C, PRM-1002C1
1688 | 1H23PL1401C | 1H23PL1401C-11 | 11401C11.SCH | 1E11 | 6N762-1 DCM3 | 3 | 1386 2503 | C | KWA1918AH | B | 32K | 0x0017ef8f | TM#41 | LT1-15365/15202 | LT1-31113-1887 | RESIDUAL HEAT REM0VAL SYSTEM MANUAL M0DE SWITCHES DIV I11
1689 | 1H23PL1401C | 1H23PL1401C-48 | 11401C48.SCH | 1T63 | 6N766-1 AIM | 3 | 0098 3902 | D | KWA1918AH | B | 32K | 0x0016df8b |  |  |  | PR0C RAD M0NIT0RING L0GIC DIV I RADIATI0N LEVELS
1690 | 1H23PL1401D | 1H23PL1401D-N1 |  | H23 | 6N754-1 NIM | 4 | 0208 4903
1691 | 1H23PL1401D | 1H23PL1401D-N2 |  | H23 | 6N754-1 NIM | 4 | 0190 4903
1692 | 1H23PL1401D | 1H23PL1401D-PS1 |  | H23 | 8N76-1 9N188 | 4 | 44
1693 | 1H23PL1401D | 1H23PL1401D-PS2 |  | H23 | 8N76-1 9N188 | 4 | 181
1694 | 1H23PL1401D | 1H23PL1401D-01 | 11401D01.SCH | 1C74 | 6N762-1 DCM3 | 4 | 0964 2503 | D | KWA1918AH | D | 32K | 0x001626c0 |  |  |  | SAFETY SYS L0GIC 6 C0NTR0L L0GIC DIV IV BPU CHAN 0F SENS0RS BYPASS
1695 | 1H23PL1401D | 1H23PL1401D-02 | 11401D02.SCH | 1T63 | 6N762-1 DCM3 | 4 | 0949 2503 | D | KWA1918AH | C | 32K | 0x00169e68 |  |  |  | PR0C RAD M0NIT0RING L0GIC DIV IV MAIN STEAM LINE RMS PRM-10101D / PRM-100201
1696 | 1H23PL1401D | 1H23PL1401D-03 | 11401D03.SCH | 1T63 | 6N762-1 DCM3 | 4 | 0936 2503 | B | KWA1918AH | B | 32K | 0x0016c65d |  |  |  | PR0C RAD M0NIT0RING L0GIC DIV IV RMS PRM-10102D2. 100203, 100204
1697 | 1H23PL1401D | 1H23PL1401D-04 | 11401D04.SCH | 1C73 | 6N762-1 DCM3 | 4 | 1533 2503 | A | KWA1918AH | B | 32K | 0x00164002 |  |  |  | LEAK DET & ISLN SYS L0GIC DIVISI0N IV L0GIC MAIN C0ND VACUUM
1698 | 1H23PL1401D | 1H23PL1401D-48 | 11401D48.SCH | 1T63 | 6N766-1 AIM | 4 | 0057 3902 | C | KWA1918AH | B | 32K | 0x0016df92 |  |  |  | PR0C RAD M0NIT0RING L0GIC DIV IV RADIATI0N LEVELS
1699 | 1H23PL2503A | 1H23PL2503A-N1 |  | H23 | 6N754-2 NIM | 1 | 0011 3902
1700 | 1H23PL2503A | 1H23PL2503A-N2 |  | H23 | 6N754-2 NIM | 1 | 0041 1108
1701 | 1H23PL2503A | 1H23PL2503A-PS1 |  | H23 | 8N76-1 9N188 | 1 | 172
1702 | 1H23PL2503A | 1H23PL2503A-PS2 |  | H23 | 8N76-1 9N188 | 1 | 131
1703 | 1H23PL2503A | 1H23PL2503A-01 | 12503A01.SCH | 0T54 | 6N762-1 DCM3 | 1 | 1692 2503 | G | KWA1918AH | D | 32K | 0x001826f6 |  |  |  | AUX FUEL BL0G HVAC L0GIC AFHV SFLT 301A FAN FAN-030 1A
1704 | 1H23PL2503A | 1H23PL2503A-02 | 12503A02.SCH | 0T54 | 6N762-1 DCM3 | 1 | 0498 4202 | B | KWA1918AH | C | 32K | 0x0017c8ac |  |  |  | AUX FUEL BL0G HVAC L0GIC AFHV M0T0R 0PERATED DAMPER MB0-0044A
1705 | 1H23PL2503A | 1H23PL2503A-03 | 12503A03.SCH | 0T54 | 6N762-1 DCM3 | 1 | 0514 4202 | B | KWA1918AH | C | 32K | 0x0017cb7b |  |  |  | AUX FUEL EL0G HVAC L0GIC AFHV M0T0R 0PERATE0 0AMPER HB0-003BA
1706 | 1H23PL2503A | 1H23PL2503A-04 | 12503A04.SCH | 0T54 | 6N762-1 DCM3 | 1 | 0508 4202 | C | KWA1918AH | C | 32K | 0x0017d10e |  |  |  | AUX FUEL BLDG WAC L0GIC AFHV M0T0R 0PERATED 0AMPER MBD-0057A1
1707 | 1H23PL2503A | 1H23PL2503A-05 | 12503A05.SCH | 0R14 | 6N762-1 DCM3 | 1 | 0519 4202 | A | KWA1918AH | B | 32K | 0x0016256b |  |  |  | INSTEiC0NT PWR SPLY L0GIC DIV I AFB PWR C0N0ITI0NER XFMR-1151A4
1708 | 1H23PL2503A | 1H23PL2503A-07 | 12503A07.SCH | 0T54 | 6N762-1 DCM3 | 1 | 0888 4202 | B | KWA1918AH | B | 32K | 0x0017c74d |  |  |  | AUX FUEL BL0G HVAC L0GIC AIR HANDLING UNIT AHU-0505 |  | FDI後新增
1709 | 1H23PL2503A | 1H23PL2503A-09 | 12503A09.SCH | 0T54 | 6N762-1 DCM3 | 1 | 0955 2503 | B | KWA1918AH | B | 32K | 0x0017c612 |  |  |  | AUX FUEL BL0G HVAC L0GIC AIR OPREATED DAMPER ABD-0062A&ABD-0064A |  | FDI後新增
1710 | 1H23PL2503A | 1H23PL2503A-10 | 12503A10.SCH | 0T54 | 6N762-1 DCM3 | 1 | 0886 4202 | B | KWA1918AH | B | 32K | 0x0017c623 |  |  |  | AUX FUEL BL0G HVAC L0GIC AFHV AIR OPREATED DAMPER ABD-0062B&ABD-0064B |  | FDI後新增
1711 | 1H23PL2503A | 1H23PL2503A-40 | 12503A40.SCH | 0T54 | 6N769-1 TCM | 1 | 0054 4402 | C | KWA1918AH | B | 32K | 0x00225e61 |  |  |  | AUX FUEL BLDG HVAC LOGIC AFHV MISC INSTRUMENTS |  | FDI後新增
1712 | 1H23PL2503A | 1H23PL2503A-45 | 12503A45.SCH | 0T54 | 6N766-1 AIM | 1 | 0095 3902 | B | KWA1918AH | B | 32K | 0x0016945d |  |  |  | AUX FUEL BL0G HVAC L0GIC AFHV AIR HANDLING UNIT AHU-0505 |  | FDI後新增
1713 | 1H23PL2503A | 1H23PL2503A-46 | 12503A46.SCH | 0T54 | 6N766-1 AIM | 1 | 0414 5103 | H | KWA1918AH | D | 32K | 0x0017fb1e |  |  |  | AUX FUEL BLDG HVAC L0GIC FAN-03016 6 0301A INSTRUMENTS
1714 | 1H23PL2503A | 1H23PL2503A-47 | 12503A47.SCH | 0T54 | 6N765-1 ACM | 1 | 0063 4202 | H | KWA1918CL | E | 128K | 0x0027177b |  |  |  | AUX FUEL BL0G HVAC L0GIC AFHV SFLT 3018 FAN FAN-030 18
1715 | 1H23PL2503A | 1H23PL2503A-48 | 12503A48.SCH | 0R12 | 6N766-1 AIM | 1 | 0025 3902 | C | KWA1918AH | C | 32K | 0x0016a563 |  |  |  | L0W VDLT DISTR SYS LDGIC LSWG MCC 2150A4 BUS V0LTS AND XFMR 0400A4 V0LTS
1716 | 1H23PL5070A | 1H23PL5070A-N1 |  | H23 | 6N754-2 NIM | 1 | 0015 3902
1717 | 1H23PL5070A | 1H23PL5070A-N2 |  | H23 | 6N754-2 NIM | 1 | 0024 3902
1718 | 1H23PL5070A | 1H23PL5070A-PS1 |  | H23 | 8N76-1 9N188 | 1 | 026
1719 | 1H23PL5070A | 1H23PL5070A-PS2 |  | H23 | 8N76-1 9N188 | 1 | 164
1720 | 1H23PL5070A | 1H23PL5070A-01 | 15070A01.SCH | 1T55 | 6N762-1 DCM3 | 1 | 0515 4202 | B | KWA1918AH | C | 32K | 0x00184f58 |  |  |  | AX BLDG SERV WATER SYSTEM PUMP H0USE HVAC (SAFETY)iT55-FAN-5101A1
1721 | 1H23PL5070A | 1H23PL5070A-02 | 15070A02.SCH | 1R12 | 6N762-1 DCM3 | 1 | 0531 4202 | C | KWA1918AH | B | 32K | 0x0017a540 |  |  |  | L0W V0LT DISTR SYS L0GIC P0WER CENTER MAIN BRKR LSWG-5000A4
1722 | 1H23PL5070A | 1H23PL5070A-03 | 15070A03.SCH | 1T55 | 6N762-1 DCM3 | 1 | 0534 4202 | B | KWA1918AH | C | 32K | 0x0017e821 |  |  |  | RX BLDG SERV WATER SYSTEM PUMP H0USE HVAC (SAFETY)1T55-FAN-510iA2
1723 | 1H23PL5070A | 1H23PL5070A-04 | 15070A04.SCH | 1R13 | 6N762-1 DCM3 | 1 | 0536 4202 | A | KWA1918AH | B | 32K | 0x00162d7b |  |  |  | VITAL AC P0WER SUPPLY L0GIC CLASS 1E CVCF 0IV 1 CVCF-5000A4
1724 | 1H23PL5070A | 1H23PL5070A-06 | 15070A06.SCH | 1R12 | 6N762-1 DCM3 | 1 | 0525 4202 | E | KWA1918AH | B | 32K | 0x00167350 |  |  |  | L0W V0LT DISTR SYS L0GIC LSWG-5000A4 BUS M0NIT0RING
1725 | 1H23PL5070A | 1H23PL5070A-07 | 15070A07.SCH | 1T55 | 6N762-1 DCM3 | 1 | 1070 2503 | B | KWA1918AH | C | 32K | 0x0017f375 |  |  |  | RX BLDG SERV WATER PUMP H0USE HVAC (SAFETY) 1T55-FAN-5202Ai
1726 | 1H23PL5070A | 1H23PL5070A-08 | 15070A08.SCH | 1T55 | 6N762-1 DCM3 | 1 | 1598 2503 | B | KWA1918AH | C | 32K | 0x0017f07d |  |  |  | RX BLDG SERV WATER PUMP H0USE HVAC (SAFETY) 1T55-FAN-5202A2
1727 | 1H23PL5070A | 1H23PL5070A-09 | 15070A09.SCH | 1T55 | 6N762-1 DCM3 | 1 | 1597 2503 | B | KWA1918AH | C | 32K | 0x0017efc1 |  |  |  | RX BLDG SERV WATER PUMP H0USE HVAC (SAFETY)1T55-FAN-520iAl
1728 | 1H23PL5070A | 1H23PL5070A-10 | 15070A10.SCH | 1T55 | 6N762-1 DCM3 | 1 | 1607 2503 | B | KWA1918AH | C | 32K | 0x0017ef13 |  |  |  | RX BLDG SERV WATER PUMP H0USE HVAC (SAFETY) 1T55-FAN-520lA2
1729 | 1H23PL5070A | 1H23PL5070A-11 | 15070A11.SCH | 1T55 | 6N762-1 DCM3 | 1 | 1602 2503 | B | KWA1918AH | C | 32K | 0x0017b8a9 |  |  |  | RX BLDG SERV WATER PUMP H0USE HVAC (SAFETY)1T55-MBD-5202Ai
1730 | 1H23PL5070A | 1H23PL5070A-12 | 15070A12.SCH | 1T55 | 6N762-1 DCM3 | 1 | 1606 2503 | B | KWA1918AH | C | 32K | 0x0017b766 |  |  |  | RX BLDG SERV WATER PUMP H0USE HVAC (SAFETY)lT55-MBD-5201A1
1731 | 1H23PL5070A | 1H23PL5070A-13 | 15070A13.SCH | 1T55 | 6N762-1 DCM3 | 1 | 1613 2503 | A | KWA1918AH | B | 32K | 0x0017b9cc |  |  |  | AX BLDG SERV WATER PUMP H0USE HVAC (SAFETY) 1T55-MBD-5202A4
1732 | 1H23PL5070A | 1H23PL5070A-14 | 15070A14.SCH | 1T55 | 6N762-1 DCM3 | 1 | 1612 2503 | A | KWA1918AH | B | 32K | 0x0017b889 |  |  |  | RX BLDG SERV WATER PUMP H0USE HVAC (SAFETY) iT55-MBD-5201A2
1733 | 1H23PL5070A | 1H23PL5070A-33 | 15070A33.SCH | 1T55 | 6N770-1 RTD | 1 | 0036 4903 | D | KWA1918AH | C | 32K | 0x001a646e |  |  |  | RX BLDG SERVICE WATER PUMP H0USE HVAC PR0CESS M0NIT0RING AND C0NTR0LS
1734 | 1H23PL5070A | 1H23PL5070A-34 | 15070A34.SCH | 1T55 | 6N770-1 RTD | 1 | 0004 4102 | E | KWA1918AH | C | 32K | 0x001a1fc5 |  |  |  | ELEC R00M TEMPERATURES A
1735 | 1H23PL5070A | 1H23PL5070A-37 | 15070A37.SCH | 1P26 | 6N766-1 AIM | 1 | 0201 4503 | D | KWA1918AH |  | 32K | 0x0017eae8 |  |  |  | SERVICE WATER SYSTEM PR0CESS M0NIT0RING
1736 | 1H23PL5070A | 1H23PL5070A-38 | 15070A38.SCH | 1P26 | 6N766-1 AIM | 1 | 0047 3902 | D | KWA1918AH |  | 32K | 0x0017eae8 |  |  |  | SERVICE WATER SYSTEM PR0CESS M0NIT0RING
1737 | 1H23PL5070A | 1H23PL5070A-40 | 15070A40.SCH | 1P26 | 6N770-1 RTD | 1 | 0003 4102 | C | KWA1918AH | C | 32K | 0x001958f9 |  |  |  | SERVICE WATER SYSTEM HEADER A TEMPERATURES
1738 | 1H23PL5070A | 1H23PL5070A-41 | 15070A41.SCH | 1T55 | 6N766-1 AIM | 1 | 0074 3902 | F | KWA1918AH | D | 32K | 0x00180821 |  |  |  | RX BLDG SERV WATER PMP HSE HVAC PR0CESS M0NIT0RING AND C0NTR0LS
1739 | 1H23PL5070A | 1H23PL5070A-42 | 15070A42.SCH | 1P26 | 6N766-1 AIM | 1 | 0519 5103 | D | KWA1918AH | C | 32K | 0x001730f3 |  |  |  | SERVICE WATER SYSTEM DIV A HEADER PRESSURE
1740 | 1H23PL5070A | 1H23PL5070A-43 | 15070A43.SCH | 1P26 | 6N765-1 ACM | 1 | 0376 4303 | K | KWA1918CL | E | 128K | 0x0026c009 | TM#38 | LT1-15225 | LT1-31113-1871 | SERVICE WATER SYSTEM PR0CESS M0NIT0RING
1741 | 1H23PL5070A | 1H23PL5070A-44 | 15070A44.SCH | 1P26 | 6N765-1 ACM | 1 | 0083 4202 | G | KWA1918AH | D | 32K | 0x0022f504 | TM#38 | LT1-15225 | LT1-31113-1871 | SERVICE WATER SYSTEM PR0CESS M0NIT0RING
1742 | 1H23PL5070A | 1H23PL5070A-45 | 15070A45.SCH | 1T55 | 6N768-1 AOM | 1 | 0038 0204 | A | KWA1918AH | B | 32K | 0x001799af |  |  |  | RX BLDG SER WATEER PUMP H0USE HVAC MISC PR0CESS M0NIT AND CTRLS (SAFETY)
1743 | 1H23PL5070A | 1H23PL5070A-46 | 15070A46.SCH | 1T55 | 6N766-1 AIM | 1 | 0210 4503 | B | KWA1918AH | C | 32K | 0x0016cb1e |  |  |  | RX BLDG SERV WATER PUMP H0USE HVAC MISC PR0CESS M0NIT AND CTRLS (SAFETY)
1744 | 1H23PL5070A | 1H23PL5070A-47 | 15070A47.SCH | 1T55 | 6N768-1 AOM | 1 | 0011 3902 | B | KWA1918AH | B | 32K | 0x00179c3c |  |  |  | RX BLDG SER WATER PUMP H0USE HVAC MISC PR0CESS M0NIT AND CTRLS (SAFETY)
1745 | 1H23PL5070A | 1H23PL5070A-48 | 15070A48.SCH | 1T55 | 6N766-1 AIM | 1 | 0518 5103 | C | KWA1918AH | C | 32K | 0x0016cb23 |  |  |  | RX BLDG SERV WATER PUMP H0USE HVAC MISC PR0CESS M0NIT AND CTRLS (SAFETY)
1746 | 1H23PL5070B | 1H23PL5070B-N1 |  | H23 | 6N754-2 NIM | 2 | 0023 3902
1747 | 1H23PL5070B | 1H23PL5070B-N2 |  | H23 | 6N754-2 NIM | 2 | 44 | [10 empty] | 104.12.02以自購備品更換
1748 | 1H23PL5070B | 1H23PL5070B-PS1 |  | H23 | 8N76-1 9N188 | 2 | 107
1749 | 1H23PL5070B | 1H23PL5070B-PS2 |  | H23 | 8N76-1 9N188 | 2 | 109
1750 | 1H23PL5070B | 1H23PL5070B-01 | 15070B01.SCH | 1T55 | 6N762-1 DCM3 | 2 | 1391 2503 | B | KWA1918AH | C | 32K | 0x00184e20 |  |  |  | RX BLDG SERV WATER SYSTEM PUMP H0USE HVAC (SAFETY) 1T55-FAN-510 1B 1
1751 | 1H23PL5070B | 1H23PL5070B-02 | 15070B02.SCH | 1R12 | 6N762-1 DCM3 | 2 | 1591 2503 | C | KWA1918AH | B | 32K | 0x0017a575 |  |  |  | L0W V0LT DISTR SYS L0GIC P0WER CENTER MAIN BRKR LSWG-5000B4
1752 | 1H23PL5070B | 1H23PL5070B-03 | 15070B03.SCH | 1T55 | 6N762-1 DCM3 | 2 | 0987 2503 | B | KWA1918AH | C | 32K | 0x0017e876 |  |  |  | RX BLDG SERV WATER SYSTEM PUMP H0USE HVAC (SAFETY)1T55-FAN-5 10 1B2
1753 | 1H23PL5070B | 1H23PL5070B-04 | 15070B04.SCH | 1R13 | 6N762-1 DCM3 | 2 | 1014 2503 | A | KWA1918AH | B | 32K | 0x00162d90 |  |  |  | VITAL AC P0WER SUPPLY L0GIC CLASS IE CVCF DIV 2 CVCF-5000B4
1754 | 1H23PL5070B | 1H23PL5070B-06 | 15070B06.SCH | 1R12 | 6N762-1 DCM3 | 2 | 0977 2503 | E | KWA1918AH | B | 32K | 0x00167365 |  |  |  | L0W V0LT DISTR SYS L0GIC LSWG-5000B4 BUS M0NIT0RING
1755 | 1H23PL5070B | 1H23PL5070B-07 | 15070B07.SCH | 1T55 | 6N762-1 DCM3 | 2 | 0982 2503 | B | KWA1918AH | C | 32K | 0x0017f5a7 |  |  |  | RX BLDG SERV WATER PUMP H0USE HVAC (SAFETY)1T55-FAN-5202B1
1756 | 1H23PL5070B | 1H23PL5070B-08 | 15070B08.SCH | 1T55 | 6N762-1 DCM3 | 2 | 0985 2503 | B | KWA1918AH | C | 32K | 0x0017f211 |  |  |  | RX BLDG SERV WATER PUMP H0USE HVAC (SAFETY) iT55-FAN-5202B2
1757 | 1H23PL5070B | 1H23PL5070B-09 | 15070B09.SCH | 1T55 | 6N762-1 DCM3 | 2 | 0997 2503 | B | KWA1918AH | C | 32K | 0x0017f154 |  |  |  | RX BLDG SERV WATER PUMP H0USE HVAC (SAFETY) 1T55-FAN-5201B1
1758 | 1H23PL5070B | 1H23PL5070B-10 | 15070B10.SCH | 1T55 | 6N762-1 DCM3 | 2 | 9040 2503 | B | KWA1918AH | C | 32K | 0x0017f0aa |  |  |  | RX BLDG SERV WATER PUMP H0USE HVAC (SAFETY) 1T55-FAN-5201B2
1759 | 1H23PL5070B | 1H23PL5070B-11 | 15070B11.SCH | 1T55 | 6N762-1 DCM3 | 2 | 0971 2503 | B | KWA1918AH | C | 32K | 0x0017b9ea |  |  |  | RX BLDG SERV WATER PUMP H0USE HVAC (SAFETY)1T55-MBD-5202B1
1760 | 1H23PL5070B | 1H23PL5070B-12 | 15070B12.SCH | 1T55 | 6N762-1 DCM3 | 2 | 1507 2503 | B | KWA1918AH | C | 32K | 0x0017b8a7 |  |  |  | RX BLDG SERV WATER PUMP H0USE HVAC (SAFETY) 1T55-MBD-5201B1
1761 | 1H23PL5070B | 1H23PL5070B-13 | 15070B13.SCH | 1T55 | 6N762-1 DCM3 | 2 | 1508 2503 | A | KWA1918AH | B | 32K | 0x0017ba0e |  |  |  | RX BLDG SERV WATER PUMP H0USE HVAC (SAFETY) 1T55-MBD-5202B4
1762 | 1H23PL5070B | 1H23PL5070B-14 | 15070B14.SCH | 1T55 | 6N762-1 DCM3 | 2 | 1506 2503 | A | KWA1918AH | B | 32K | 0x0017b8cb |  |  |  | RX BLDG SERV WATER PUMP H0USE HVAC (SAFETY)1T55-MBD-5201B2
1763 | 1H23PL5070B | 1H23PL5070B-33 | 15070B33.SCH | 1T55 | 6N770-1 RTD | 2 | 0012 4102 | D | KWA1918AH | C | 32K | 0x001a6483 |  |  |  | RX BLDG SERVICE WATER PUMP H0USE HVAC DIV I1 PR0CESS M0NIT0RING AND C0NTR0LS
1764 | 1H23PL5070B | 1H23PL5070B-34 | 15070B34.SCH | 1T55 | 6N770-1 RTD | 2 | 0013 4102 | E | KWA1918AH | C | 32K | 0x001a21ba |  |  |  | ELEC R00M TEMPERATURES B
1765 | 1H23PL5070B | 1H23PL5070B-37 | 15070B37.SCH | 1P26 | 6N766-1 AIM | 2 | 0547 1503 | D | KWA1918AH |  | 32K | 0x0017eb38 |  |  |  | SERVICE WATER SYSTEM PR0CESS M0NIT0RING
1766 | 1H23PL5070B | 1H23PL5070B-38 | 15070B38.SCH | 1P26 | 6N766-1 AIM | 2 | 0136 3902 | D | KWA1918AH |  | 32K | 0x0017ea3a |  |  |  | SERVICE WATER SYSTEM PR0CESS M0NIT0RING
1767 | 1H23PL5070B | 1H23PL5070B-40 | 15070B40.SCH | 1P26 | 6N770-1 RTD | 2 | 0020 4102 | C | KWA1918AH | C | 32K | 0x0019590e |  |  |  | SERVICE WATER SYSTEM HEADER B TEMPERATURE
1768 | 1H23PL5070B | 1H23PL5070B-41 | 15070B41.SCH | 1T55 | 6N766-1 AIM | 2 | 0121 3902 | F | KWA1918AH | D | 32K | 0x00180a44 |  |  |  | RX BLDG SERV WATER PMP HSE HVAC PR0CESS M0NIT0RING AND C0NTR0LS
1769 | 1H23PL5070B | 1H23PL5070B-42 | 15070B42.SCH | 1P26 | 6N766-1 AIM | 2 | 0138 3902 | D | KWA1918AH | C | 32K | 0x00173108 |  |  |  | SERVICE WATER SYSTEM DIV A HEADER PRESSURE 1P26-PT-5007B1 AND 82
1770 | 1H23PL5070B | 1H23PL5070B-43 | 15070B43.SCH | 1P26 | 6N765-1 ACM | 2 | 0251 4303 | J | KWA1918CL | E | 128K | 0x0026be97 | TM#38 | LT1-15225 | LT1-31113-1871 | SERVICE WATER SYSTEM PR0CESS M0NIT0RING
1771 | 1H23PL5070B | 1H23PL5070B-44 | 15070B44.SCH | 1P26 | 6N765-1 ACM | 2 | 0198 4303 | F | KWA1918AH | D | 32K | 0x0022f0ba | TM#38 | LT1-15225 | LT1-31113-1871 | SERVICE WATER SYSTEM PR0CESS M0NIT0RING
1772 | 1H23PL5070B | 1H23PL5070B-45 | 15070B45.SCH | 1T55 | 6N768-1 AOM | 2 | 0025 3902 | A | KWA1918AH | B | 32K | 0x001797b0 |  |  |  | RX BLDG SER WATEER PUMP H0USE HVAC MISC PR0CESS M0NIT AND CTRLS (SAFETY)
1773 | 1H23PL5070B | 1H23PL5070B-46 | 15070B46.SCH | 1T55 | 6N766-1 AIM | 2 | 0505 5103 | B | KWA1918AH | C | 32K | 0x0016cb33 |  |  |  | RX BLDG SERV WATER PUMP H0USE HVAC MISC PR0CESS M0NIT AND CTRLS (SAFETY)
1774 | 1H23PL5070B | 1H23PL5070B-47 | 15070B47.SCH | 1T55 | 6N768-1 AOM | 2 | 0013 3902 | B | KWA1918AH | B | 32K | 0x001795b4 |  |  |  | RX BLDG SER WATER PUMP H0USE HVAC MISC PR0CESS M0NIT AND CTRLS (SAFETY)
1775 | 1H23PL5070B | 1H23PL5070B-48 | 15070B48.SCH | 1T55 | 6N766-1 AIM | 2 | 0112 3902 | C | KWA1918AH | C | 32K | 0x0016cb38 |  |  |  | RX BLDG SERV WATER PUMP H0USE HVAC MISC PR0CESS M0NIT AND CTRLS (SAFETY)
1776 | 1H23PL5070C | 1H23PL5070C-N1 |  | H23 | 6N754-2 NIM | 3 | 0001 3902
1777 | 1H23PL5070C | 1H23PL5070C-N2 |  | H23 | 6N754-2 NIM | 3 | 0002 3902
1778 | 1H23PL5070C | 1H23PL5070C-PS1 |  | H23 | 8N76-1 9N188 | 3 | 185
1779 | 1H23PL5070C | 1H23PL5070C-PS2 |  | H23 | 8N76-1 9N188 | 3 | 155
1780 | 1H23PL5070C | 1H23PL5070C-01 | 15070C01.SCH | 1T55 | 6N762-1 DCM3 | 3 | 0713 4202 | B | KWA1918AH | C | 32K | 0x0017ffc7 |  |  |  | RX BLDG SERV WATER SYSTEM PUMP H0USE HVAC (SAFETY) lT55-FAN-5 10 IC
1781 | 1H23PL5070C | 1H23PL5070C-02 | 15070C02.SCH | 1R12 | 6N762-1 DCM3 | 3 | 0714 4202 | C | KWA1918AH | B | 32K | 0x0017a5a8 |  |  |  | L0W V0LT DISTR SYS L0GIC P0WER CENTER MAIN BRKR LSWG-5000C4
1782 | 1H23PL5070C | 1H23PL5070C-03 | 15070C03.SCH | 1T55 | 6N762-1 DCM3 | 3 | 0712 4202 | B | KWA1918AH | C | 32K | 0x0017e63c |  |  |  | RX BLDG SERV WATER SYSTEM PUMP H0USE HVAC (SAFETY) lT55-FAN-510 lC2
1783 | 1H23PL5070C | 1H23PL5070C-04 | 15070C04.SCH | 1R13 | 6N762-1 DCM3 | 3 | 0746 4202 | A | KWA1918AH | B | 32K | 0x00162da3 |  |  |  | VITAL AC P0WER SUPPLY L0GIC CLASS IE CVCF DIV 3 CVCF-5000C4
1784 | 1H23PL5070C | 1H23PL5070C-06 | 15070C06.SCH | 1R12 | 6N762-1 DCM3 | 3 | 0728 4202 | E | KWA1918AH | B | 32K | 0x00167378 |  |  |  | L0W V0LT DISTR SYS L0GIC LSWG-5000C4 BUS M0NIT0RING
1785 | 1H23PL5070C | 1H23PL5070C-07 | 15070C07.SCH | 1T55 | 6N762-1 DCM3 | 3 | 0723 4202 | B | KWA1918AH | C | 32K | 0x0017f0c1 |  |  |  | RX BLDG SERV WATER PUMP H0USE HVAC (SAFETY)lT55-FAN-5202C1
1786 | 1H23PL5070C | 1H23PL5070C-08 | 15070C08.SCH | 1T55 | 6N762-1 DCM3 | 3 | 0732 4202 | B | KWA1918AH | C | 32K | 0x0017ee29 |  |  |  | RX BLDG SERV WATER PUMP H0USE HVAC (SAFETY) lT55-FAN-5202C2
1787 | 1H23PL5070C | 1H23PL5070C-09 | 15070C09.SCH | 1T55 | 6N762-1 DCM3 | 3 | 0721 4202 | B | KWA1918AH | C | 32K | 0x0017ed1e |  |  |  | RX BLDG SERV WATER PUMP H0USE HVAC (SAFETY) 1T55-FAN-5201Cl
1788 | 1H23PL5070C | 1H23PL5070C-10 | 15070C10.SCH | 1T55 | 6N762-1 DCM3 | 3 | 0755 4202 | B | KWA1918AH | C | 32K | 0x0017ebc0 |  |  |  | RX BLDG SERV WATER PUMP H0USE HVAC (SAFETY) lT55-FAN-520 lC2
1789 | 1H23PL5070C | 1H23PL5070C-11 | 15070C11.SCH | 1T55 | 6N762-1 DCM3 | 3 | 0756 4202 | B | KWA1918AH | C | 32K | 0x0017b8a7 |  |  |  | RX BLDG SERV WATER PUMP H0USE HVAC (SAFETY) lT55-MBD-5202Cl
1790 | 1H23PL5070C | 1H23PL5070C-12 | 15070C12.SCH | 1T55 | 6N762-1 DCM3 | 3 | 0726 4202 | B | KWA1918AH | C | 32K | 0x0017b764 |  |  |  | RX BLDG SERV WATER PUMP H0USE HVAC (SAFETY) I lT55-MBD-520 IC I
1791 | 1H23PL5070C | 1H23PL5070C-13 | 15070C13.SCH | 1T55 | 6N762-1 DCM3 | 3 | 0725 4202 | A | KWA1918AH | B | 32K | 0x0017b8cb |  |  |  | RX BLDG SERV WATER PUMP H0USE HVAC (SAFETY) lT55-MBD-5202C4
1792 | 1H23PL5070C | 1H23PL5070C-14 | 15070C14.SCH | 1T55 | 6N762-1 DCM3 | 3 | 0591 4202 | A | KWA1918AH | B | 32K | 0x0017b788 |  |  |  | RX BLDG SERV WATER PUMP H0USE HVAC (SAFETY) lT55-MBD-520lC2
1793 | 1H23PL5070C | 1H23PL5070C-32 | 15070C32.SCH | 1P26 | 6N765-1 ACM | 3 | 0149 4202 | K | KWA1918CL | F | 128K | 0x0026bc79 | TM#38 | LT1-15225 | LT1-31113-1871 | SERVICE WATER SYSTEM PR0CESS M0NIT0RING
1794 | 1H23PL5070C | 1H23PL5070C-34 | 15070C34.SCH | 1P26 | 6N770-1 RTD | 3 | 0038 4903 | C | KWA1918AH | C | 32K | 0x0019591e |  |  |  | SERVICE WATER SYSTEM HEADER C TEMPERATURE
1795 | 1H23PL5070C | 1H23PL5070C-35 | 15070C35.SCH | 1T55 | 6N770-1 RTD | 3 | 0041 4903 | E | KWA1918AH | C | 32K | 0x001a1fa7 |  |  |  | ELEC R00M TEMPERATURES C
1796 | 1H23PL5070C | 1H23PL5070C-37 | 15070C37.SCH | 1P26 | 6N766-1 AIM | 3 | 0449 5103 | D | KWA1918AH |  | 32K | 0x0017ebc1 |  |  |  | SERVICE WATER SYSTEM PR0CESS M0NIT0RING
1797 | 1H23PL5070C | 1H23PL5070C-38 | 15070C38.SCH | 1P26 | 6N766-1 AIM | 3 | 0392 5103 | D | KWA1918AH |  | 32K | 0x0017ebc1 |  |  |  | SERVICE WATER SYSTEM PR0CESS M0NIT0RING
1798 | 1H23PL5070C | 1H23PL5070C-39 | 15070C39.SCH | 1P26 | 6N766-1 AIM | 3 | 0447 5103 | D | KWA1918AH | C | 32K | 0x0017311e |  |  |  | SERVICE WATER SYSTEM DIV A HEADER PRESSURE 1P26-PT05007C 1 AND C2
1799 | 1H23PL5070C | 1H23PL5070C-40 | 15070C40.SCH | 1P26 | 6N765-1 ACM | 3 | 0385 4303 | F | KWA1918AH | D | 32K | 0x0022f414 | TM#38 | LT1-15225 | LT1-31113-1871 | SERVICE WATER SYSTEM PR0CESS M0NIT0RING
1800 | 1H23PL5070C | 1H23PL5070C-41 | 15070C41.SCH | 1T55 | 6N766-1 AIM | 3 | 0168 3902 | F | KWA1918AH | D | 32K | 0x00180702 |  |  |  | RX BLDG SERV WATER PMP HSE HVAC PR0CESS M0NIT0RING AND C0NTR0LS
1801 | 1H23PL5070C | 1H23PL5070C-43 | 15070C43.SCH | 1T55 | 6N770-1 RTD | 3 | 0061 4903 | C | KWA1918AH | B | 32K | 0x001a64a0 |  |  |  | RX BLDG SERVICE WATER PUMP H0USE HVAC DIV I11 PR0CESS M0NIT0RING AND C0NTR0LS
1802 | 1H23PL5070C | 1H23PL5070C-45 | 15070C45.SCH | 1T55 | 6N768-1 AOM | 3 | 0044 0204 | A | KWA1918AH | B | 32K | 0x00179a41 |  |  |  | RX BLDG SER WATEER PUMP H0USE HVAC MISC PR0CESS M0NIT AND CTRLS (SAFETY)
1803 | 1H23PL5070C | 1H23PL5070C-46 | 15070C46.SCH | 1T55 | 6N766-1 AIM | 3 | 0429 5103 | B | KWA1918AH | C | 32K | 0x0016cb46 |  |  |  | RX BLDG SERV WATER PUMP H0USE HVAC MISC PR0CESS M0NIT AND CTRLS (SAFETY)
1804 | 1H23PL5070C | 1H23PL5070C-47 | 15070C47.SCH | 1T55 | 6N768-1 AOM | 3 | 0014 3902 | B | KWA1918AH | B | 32K | 0x00179743 |  |  |  | RX BLDG SER WATER PUMP H0USE HVAC MISC PR0CESS M0NIT AND CTRLS (SAFETY)
1805 | 1H23PL5070C | 1H23PL5070C-48 | 15070C48.SCH | 1T55 | 6N766-1 AIM | 3 | 0492 5103 | C | KWA1918AH | C | 32K | 0x0016cb4b |  |  |  | RX BLDG SERV WATER PUMP H0USE HVAC MISC PR0CESS M0NIT AND CTRLS (SAFETY)
1806 | 1H23PL5071A | 1H23PL5071A-N1 |  | H23 | 6N754-2 NIM | 1 | 0018 3902
1807 | 1H23PL5071A | 1H23PL5071A-N2 |  | H23 | 6N754-2 NIM | 1 | 0021 3902
1808 | 1H23PL5071A | 1H23PL5071A-PS1 |  | H23 | 8N76-1 9N188 | 1 | 052
1809 | 1H23PL5071A | 1H23PL5071A-PS2 |  | H23 | 8N76-1 9N188 | 1 | 137
1810 | 1H23PL5071A | 1H23PL5071A-01 | 15071A01.SCH | 1P26 | 6N762-1 DCM3 | 1 | 0702 4202 | E | KWA1918AH |  | 32K | 0x00185cbd |  |  |  | SERVICE WATER SYSTEM PUMP STRAINER BACKWASH VALVE 1P26-MBV50 12A 1
1811 | 1H23PL5071A | 1H23PL5071A-02 | 15071A02.SCH | 1W12 | 6N762-1 DCM3 | 1 | 0635 4202 | D | KWA1918AH |  | 32K | 0x00189e18 |  |  |  | INTAKE SCRNGSCRN WASH (SAFETY) SCRN WSH PMP STRNR BACKWSH VLVS IW 12-MBV5006A I
1812 | 1H23PL5071A | 1H23PL5071A-03 | 15071A03.SCH | 1P26 | 6N762-1 DCM3 | 1 | 0700 4202 | E | KWA1918AH |  | 32K | 0x00185bfd |  |  |  | SERVICE WATER SYSTEM PUMP STRAINER BACKWASH VALVE1P26-MBV50 12A2
1813 | 1H23PL5071A | 1H23PL5071A-04 | 15071A04.SCH | 1P26 | 6N762-1 DCM3 | 1 | 0701 4202 | H | KWA1918AH | C | 32K | 0x00182183 | TM#33 | LT1-14348 | LT1-31113-1727 | SERVICE WATER SYSTEM PUMP DISCHARGE VALVE 1P26-MBV5004A 1
1814 | 1H23PL5071A | 1H23PL5071A-05 | 15071A05.SCH | 1P26 | 6N762-1 DCM3 | 1 | 0641 4202 | H | KWA1918AH | C | 32K | 0x0018229f | TM#33 | LT1-14348 | LT1-31113-1727 | SERVICE WATER SYSTEM PUMP DISCHARGE VALVE 1P26-MBV5004A2
1815 | 1H23PL5071A | 1H23PL5071A-06 | 15071A06.SCH | 1W12 | 6N762-1 DCM3 | 1 | 0699 4202 | B | KWA1918AH | C | 32K | 0x00192b21 |  |  |  | INTAKE SCREEN G SCREEN WASH (SAFETY) TRVLNG WTR SCRNS TSCN5001A1
1816 | 1H23PL5071A | 1H23PL5071A-07 | 15071A07.SCH | 1R16 | 6N762-1 DCM3 | 1 | 0698 4202 | C | KWA1918AH | C | 32K | 0x00168a34 |  |  |  | DC P0WER SUPPLY L0GIC CLASS 1E 125VDC DIV I BATTERY SYSTEM
1817 | 1H23PL5071A | 1H23PL5071A-08 | 15071A08.SCH | 1W12 | 6N762-1 DCM3 | 1 | 0628 4202 | B | KWA1918AH | C | 32K | 0x00192b2a |  |  |  | INTAKE SCREEN f SCREEN WASH (SAFETY) TRVLNG WTR SCRNS TSCN5001A2
1818 | 1H23PL5071A | 1H23PL5071A-09 | 15071A09.SCH | 1W12 | 6N762-1 DCM3 | 1 | 0684 4202 | C | KWA1918AH | D | 32K | 0x00182504 |  |  |  | INTAKE SCRNGSCRN WASH(SAFETY) SCRN WSH PMP STRNRS lWl2-STR5001Al
1819 | 1H23PL5071A | 1H23PL5071A-10 | 15071A10.SCH | 1R16 | 6N762-1 DCM3 | 1 | 0687 4202 | D | KWA1918AH | C | 32K | 0x0016c080 |  |  |  | DC P0WER SUPPLY L0GIC CLASS 1E 125VDC DIV I BATTERY SYSTEM
1820 | 1H23PL5071A | 1H23PL5071A-11 | 15071A11.SCH | 1W12 | 6N762-1 DCM3 | 1 | 0466 4202 | C | KWA1918AH | D | 32K | 0x0018257c |  |  |  | INTAKE SCRNGSCRN WASH (SAFETY) SCRN WSH PMP STRNRS lWl2-STR500lA2
1821 | 1H23PL5071A | 1H23PL5071A-12 | 15071A12.SCH | 1P26 | 6N762-1 DCM3 | 1 | 0465 4202 | D | KWA1918AH |  | 32K | 0x00181f8a |  |  |  | SERVICE WATER SYSTEM PUMP STRAINER 1P26-STR-500lA1
1822 | 1H23PL5071A | 1H23PL5071A-13 | 15071A13.SCH | 1W12 | 6N762-1 DCM3 | 1 | 0448 4202 | D | KWA1918AH |  | 32K | 0x00185c4a |  |  |  | INTAKE SCRNGSCRN WASH(SAFETY) SCRN WSH PMP STRNR BACKWSH VLVS 1W12-MBV5006A2
1823 | 1H23PL5071A | 1H23PL5071A-14 | 15071A14.SCH | 1R16 | 6N762-1 DCM3 | 1 | 0484 4202 | C | KWA1918AH | C | 32K | 0x00166a21 |  |  |  | DC P0WER SUPPLY L0GIC CLASS 1E 125VDC DIV I BATTERY SYSTEM
1824 | 1H23PL5071A | 1H23PL5071A-15 | 15071A15.SCH | 1P26 | 6N762-1 DCM3 | 1 | 0483 4202 | E | KWA1918AH |  | 32K | 0x00181ef4 |  |  |  | SERVICE WATER SYSTEM PUMP STRAINER 1P26-STR-5001A2
1825 | 1H23PL5071A | 1H23PL5071A-16 | 15071A16.SCH | 1R16 | 6N762-1 DCM3 | 1 | 0447 4202 | C | KWA1918AH | C | 32K | 0x0016693c |  |  |  | DC P0WER SUPPLY L0GIC CLASS 1E 125VDC DIV I BATTERY SYSTEM
1826 | 1H23PL5071A | 1H23PL5071A-17 | 15071A17.SCH | 1W12 | 6N762-1 DCM3 | 1 | 0394 4202 | C | KWA1918AH |  | 32K | 0x00182734 |  |  |  | INTAKE SCRNGSCRN WASH(SAFETY) SCREEN WASH PUMP 1Wl2-P500lAl
1827 | 1H23PL5071A | 1H23PL5071A-18 | 15071A18.SCH | 1W12 | 6N762-1 DCM3 | 1 | 0386 4202 | C | KWA1918AH |  | 32K | 0x00182799 |  |  |  | INTAKE SCRNGSCRN WASH(SAFETY) SCREEN WASH PUMP 1W 12-P500 1A2
1828 | 1H23PL5071A | 1H23PL5071A-43 | 15071A43.SCH | 1R13 | 6N766-1 AIM | 1 | 0147 3902 | E | KWA1918AH | B | 32K | 0x0016e609 |  |  |  | VITAL AC P0WER SUPPLY L0GIC CLASS 1E CVCF DIV 1 CVCF-5000A4
1829 | 1H23PL5071A | 1H23PL5071A-44 | 15071A44.SCH | 1W12 | 6N766-1 AIM | 1 | 0431 5103 | J | KWA1918AH | D | 32K | 0x00175a62 | TM#35 | LT1-11935 | LT1-31113-1460 | A1 INTAKE SCREEN G SCREEN WASH (SAFETY) PR0CESS M0NIT0RING
1830 | 1H23PL5071A | 1H23PL5071A-45 | 15071A45.SCH | 1R16 | 6N766-1 AIM | 1 | 0300 4503 | G | KWA1918AH | E | 32K | 0x0018e2ba |  |  |  | DC P0WER SUPPLY L0GIC CLASS 1E 125VDC DIV I BATTERY SYSTEM
1831 | 1H23PL5071A | 1H23PL5071A-46 | 15071A46.SCH | 1R12 | 6N766-1 AIM | 1 | 0320 4503 | D | KWA1918AH | C | 32K | 0x0016df68 |  |  |  | 480VAC MCC BUS V0LTAGE M0NIT0RING ANAL0G P0INTS MCC 5010A4 M0NIT0RING
1832 | 1H23PL5071A | 1H23PL5071A-47 | 15071A47.SCH | 1R13 | 6N766-1 AIM | 1 | 0038 3902 | E | KWA1918AH | C | 32K | 0x001777f0 |  |  |  | VITAL AC P0WER SUPPLY L0GIC CLASS IE CVCF DIV 1 CVCF-5000A4
1833 | 1H23PL5071A | 1H23PL5071A-48 | 15071A48.SCH | 1W12 | 6N766-1 AIM | 1 | 0412 5103 | J | KWA1918AH | D | 32K | 0x00175a6a | TM#35 | LT1-11935 | LT1-31113-1460 | A2 INTAKE SCREEN G SCREEN WASH (SAFETY) PR0CESS M0NIT0RING
1834 | 1H23PL5071B | 1H23PL5071B-N1 |  | H23 | 6N754-2 NIM | 2 | 0031 0304
1835 | 1H23PL5071B | 1H23PL5071B-N2 |  | H23 | 6N754-2 NIM | 2 | 0028 0304
1836 | 1H23PL5071B | 1H23PL5071B-PS1 |  | H23 | 8N76-1 9N188 | 2 | 93
1837 | 1H23PL5071B | 1H23PL5071B-PS2 |  | H23 | 8N76-1 9N188 | 2 | 25
1838 | 1H23PL5071B | 1H23PL5071B-01 | 15071B01.SCH | 1W12 | 6N762-1 DCM3 | 2 | 0520 4202 | C | KWA1918AH |  | 32K | 0x00182651 |  |  |  | INTAKE SCRNGSCRN WASH(SAFETY)SCREEN WASH PUMP 1W12-P500lBl
1839 | 1H23PL5071B | 1H23PL5071B-02 | 15071B02.SCH | 1W12 | 6N762-1 DCM3 | 2 | 0512 4202 | D | KWA1918AH |  | 32K | 0x00189f70 |  |  |  | INTAKE SCRNGSCRN WASH(SAFETY) SCRN WSH PMP STRNR BACKWSH VLVS 1W12-MBV5006Bl
1840 | 1H23PL5071B | 1H23PL5071B-03 | 15071B03.SCH | 1W12 | 6N762-1 DCM3 | 2 | 1417 2503 | C | KWA1918AH |  | 32K | 0x00182631 |  |  |  | INTAKE SCRNGSCRN WASH(SAFETY) SCREEN WASH PUMP 1W12-P5001B2
1841 | 1H23PL5071B | 1H23PL5071B-04 | 15071B04.SCH | 1R16 | 6N762-1 DCM3 | 2 | 1474 2503 | C | KWA1918AH | C | 32K | 0x00166a2b |  |  |  | 0C P0WER SUPPLY L0GIC CLASS 1E 125VDC 0IV I1 BATTERY SYSTEM
1842 | 1H23PL5071B | 1H23PL5071B-05 | 15071B05.SCH | 1R16 | 6N762-1 DCM3 | 2 | 1627 2503 | D | KWA1918AH | D | 32K | 0x00166945 |  |  |  | DC P0WER SUPPLY L0GIC CLASS 1E 125VDC DIV I1 BATTERY SYSTEM
1843 | 1H23PL5071B | 1H23PL5071B-06 | 15071B06.SCH | 1R16 | 6N762-1 DCM3 | 2 | 1520 2503 | C | KWA1918AH | C | 32K | 0x00168a47 |  |  |  | DC P0WER SUPPLY L0GIC CLASS 1E 125VDC 0IV I1 BATTERY SYSTEM
1844 | 1H23PL5071B | 1H23PL5071B-07 | 15071B07.SCH | 1P26 | 6N762-1 DCM3 | 2 | 1634 2503 | D | KWA1918AH |  | 32K | 0x00181f07 |  |  |  | SERVICE WATER SYSTEM PUMP STRAINER 1P26-STR-5001B1
1845 | 1H23PL5071B | 1H23PL5071B-08 | 15071B08.SCH | 1R16 | 6N762-1 DCM3 | 2 | 1618 2503 | D | KWA1918AH | C | 32K | 0x0016c09a |  |  |  | DC P0WER SUPPLY L0GIC CLASS 1E 125VDC DIV I1 BATTERY SYSTEM
1846 | 1H23PL5071B | 1H23PL5071B-09 | 15071B09.SCH | 1P26 | 6N762-1 DCM3 | 2 | 1744 2503 | D | KWA1918AH |  | 32K | 0x00181f77 |  |  |  | SERVICE WATER SYSTEM PUMP STRAINER 1P26-STR-5001B2
1847 | 1H23PL5071B | 1H23PL5071B-10 | 15071B10.SCH | 1W12 | 6N762-1 DCM3 | 2 | 1803 2503 | D | KWA1918AH |  | 32K | 0x00185d65 |  |  |  | INTAKE SCRNGSCRN WASH(SAFETY) SCRN WSH PMP STRNR BACKWSH VLVS lWl2-MBV5006B2
1848 | 1H23PL5071B | 1H23PL5071B-11 | 15071B11.SCH | 1P26 | 6N762-1 DCM3 | 2 | 1590 2503 | G | KWA1918AH | C | 32K | 0x00181fb2 |  |  |  | SERVICE WATER SYSTEM PUMP DISCHARGE VALVE 1P26-MBV5004B1
1849 | 1H23PL5071B | 1H23PL5071B-12 | 15071B12.SCH | 1P26 | 6N762-1 DCM3 | 2 | 1747 2503 | G | KWA1918AH | C | 32K | 0x001821cf |  |  |  | SERVICE WATER SYSTEM PUMP DISCHARGE VALVE 1P26-MBV5004B2
1850 | 1H23PL5071B | 1H23PL5071B-14 | 15071B14.SCH | 1P26 | 6N762-1 DCM3 | 2 | 1860 5003 | F | KWA1918AH |  | 32K | 0x00185c84 |  |  |  | SERVICE WATER SYSTEM PUMP STRAINER BACKWASH VALVE 1P26-MBV50 12B 1
1851 | 1H23PL5071B | 1H23PL5071B-15 | 15071B15.SCH | 1P26 | 6N762-1 DCM3 | 2 | 0287 4202 | F | KWA1918AH |  | 32K | 0x00185cc2 |  |  |  | SERVICE WATER SYSTEM PUMP STRAINER BACKWASH VALVE1P26-MBV50 12B2 |  | 105.05.11以自購備品更換
1852 | 1H23PL5071B | 1H23PL5071B-17 | 15071B17.SCH | 1W12 | 6N762-1 DCM3 | 2 | 1858 5003 | B | KWA1918AH | C | 32K | 0x001928b1 |  |  |  | INTAKE SCREEN G SCREEN WASH (SAFETY) TRVLNG WTR SCRNS TSCNS00IB
1853 | 1H23PL5071B | 1H23PL5071B-18 | 15071B18.SCH | 1W12 | 6N762-1 DCM3 | 2 | 1925 5003 | C | KWA1918AH | D | 32K | 0x00182607 |  |  |  | INTAKE SCRNGSCRN WASH(SAFETY) SCRN WSH PMP STRNRS lW12-STR5001Bl
1854 | 1H23PL5071B | 1H23PL5071B-19 | 15071B19.SCH | 1W12 | 6N762-1 DCM3 | 2 | 1913 5003 | C | KWA1918AH | D | 32K | 0x001927c6 |  |  |  | INTAKE SCREEN C SCREEN WASH (SAFETY) TRVLNG WTR SCRNS TSCN500182
1855 | 1H23PL5071B | 1H23PL5071B-20 | 15071B20.SCH | 1W12 | 6N762-1 DCM3 | 2 | 1960 5003 | C | KWA1918AH | D | 32K | 0x00182619 |  |  |  | INTAKE SCRNCSCRN WASH(SAFETY)SCRN WSH PMP STRNRS 1Wl2-STR5001B2
1856 | 1H23PL5071B | 1H23PL5071B-42 | 15071B42.SCH | 1R13 | 6N766-1 AIM | 2 | 0395 5103 | E | KWA1918AH | C | 32K | 0x001777fb |  |  |  | VITAL AC P0WER SUPPLY L0GIC CLASS IE CVCF 0IV 2 CVCF-5000B4
1857 | 1H23PL5071B | 1H23PL5071B-43 | 15071B43.SCH | 1W12 | 6N766-1 AIM | 2 | 0393 5103 | H | KWA1918AH | C | 32K | 0x00175a73 |  |  |  | Bi INTAKE SCREEN f SCREEN WASH (SAFETY) PR0CESS M0NIT0RING
1858 | 1H23PL5071B | 1H23PL5071B-44 | 15071B44.SCH | 1R16 | 6N766-1 AIM | 2 | 0017 3902 | E | KWA1918AH | C | 32K | 0x0018e2cb |  |  |  | DC P0WER SUPPLY L0GIC CLASS 1E 125VDC DIV I1 BATTERY SYSTEM
1859 | 1H23PL5071B | 1H23PL5071B-45 | 15071B45.SCH | 1R13 | 6N766-1 AIM | 2 | 0084 3902 | E | KWA1918AH | B | 32K | 0x0016e622 |  |  |  | VITAL AC P0WER SUPPLY L0GIC CLASS 1E CVCF DIV 2 CVCF-5000B4
1860 | 1H23PL5071B | 1H23PL5071B-47 | 15071B47.SCH | 1W12 | 6N766-1 AIM | 2 | 0058 3902 | J | KWA1918AH | D | 32K | 0x00175a7d |  |  |  | 82 INTAKE SCREEN C SCREEN WASH (SAFETY) PR0CESS M0NIT0RING
1861 | 1H23PL5071B | 1H23PL5071B-48 | 15071B48.SCH | 1R12 | 6N766-1 AIM | 2 | 0531 5103 | D | KWA1918AH | C | 32K | 0x0016df81 |  |  |  | 480VAC MCC BUS V0LTAGE M0NIT0RING RNAL0G P0INTS MCC 501084 M0NIT0RING
1862 | 1H23PL5071C | 1H23PL5071C-N1 |  | H23 | 6N754-2 NIM | 3 | 0025 3902
1863 | 1H23PL5071C | 1H23PL5071C-N2 |  | H23 | 6N754-2 NIM | 3 | 0029 0304
1864 | 1H23PL5071C | 1H23PL5071C-PS1 |  | H23 | 8N76-1 9N188 | 3 | 082
1865 | 1H23PL5071C | 1H23PL5071C-PS2 |  | H23 | 8N76-1 9N188 | 3 | 284 | [10 empty] | 104.10.27以自購備品更換
1866 | 1H23PL5071C | 1H23PL5071C-01 | 15071C01.SCH | 1W12 | 6N762-1 DCM3 | 3 | 0750 4202 | C | KWA1918AH |  | 32K | 0x001820b3 |  |  |  | INTAKE SCRNCSCRN WASH (SAFETY) SCREEN WASH PUMP IW12-P500 1CI
1867 | 1H23PL5071C | 1H23PL5071C-02 | 15071C02.SCH | 1W12 | 6N762-1 DCM3 | 3 | 0751 4202 | D | KWA1918AH |  | 32K | 0x00189dca |  |  |  | INTAKE SCRNCSCRN WASH (SAFETY) SCRN WSH PMP STRNR BACKWSH VLVS 1W12-MBV5006C1
1868 | 1H23PL5071C | 1H23PL5071C-03 | 15071C03.SCH | 1W12 | 6N762-1 DCM3 | 3 | 0753 4202 | C | KWA1918AH |  | 32K | 0x0018209f |  |  |  | INTAKE SCRNCSCRN WASH(SAFETY) SCRN WSH PMPS 1W 12-P500 lC2
1869 | 1H23PL5071C | 1H23PL5071C-04 | 15071C04.SCH | 1P26 | 6N762-1 DCM3 | 3 | 0717 4202 | G | KWA1918AH | C | 32K | 0x00181e64 |  |  |  | SERVICE WATER SYSTEM PUMP DISCHARGE VALVE 1P26-MBV5004C 1
1870 | 1H23PL5071C | 1H23PL5071C-05 | 15071C05.SCH | 1P26 | 6N762-1 DCM3 | 3 | 1859 5003 | G | KWA1918AH | C | 32K | 0x00181e88 |  |  |  | SERVICE WATER SYSTEM PUMP DISCHARGE VALVE 1P26-MBV5004C2
1871 | 1H23PL5071C | 1H23PL5071C-06 | 15071C06.SCH | 1P26 | 6N762-1 DCM3 | 3 | 1038 2503 | E | KWA1918AH |  | 32K | 0x00181e7d |  |  |  | SERVICE WATER SYSTEM PUMP STRAINER 1P26-STR-5001C1
1872 | 1H23PL5071C | 1H23PL5071C-07 | 15071C07.SCH | 1P26 | 6N762-1 DCM3 | 3 | 0295 4202 | E | KWA1918AH |  | 32K | 0x00185b1e |  |  |  | SERVICE WATER SYSTEM PUMP STRAINER BACKWASH VALVE 1P26-MBV50 12C 1
1873 | 1H23PL5071C | 1H23PL5071C-08 | 15071C08.SCH | 1P26 | 6N762-1 DCM3 | 3 | 1048 2503 | E | KWA1918AH |  | 32K | 0x00185ae0 |  |  |  | SERVICE WATER SYSTEM PUMP STRAINER BACKWASH VALVE 1P26-MBV50 12C2
1874 | 1H23PL5071C | 1H23PL5071C-09 | 15071C09.SCH | 1P26 | 6N762-1 DCM3 | 3 | 0718 4202 | D | KWA1918AH |  | 32K | 0x00181dd8 |  |  |  | SERVICE WATER SYSTEM PUMP STRAINER 1P26-STR-5001C2
1875 | 1H23PL5071C | 1H23PL5071C-10 | 15071C10.SCH | 1W12 | 6N762-1 DCM3 | 3 | 0719 4202 | D | KWA1918AH |  | 32K | 0x00185b05 |  |  |  | INTAKE SCRNCSCRN WASH (SAFETY) SCRN WSH PMP STRNR BACKWSH VLVS lW12-MBV5006C2
1876 | 1H23PL5071C | 1H23PL5071C-11 | 15071C11.SCH | 1R16 | 6N762-1 DCM3 | 3 | 1566 2503 | C | KWA1918AH | C | 32K | 0x00168a5b |  |  |  | DC P0WER SUPPLY L0GIC CLASS 1E 125VDC DIV I11 BATTERY SYSTEM
1877 | 1H23PL5071C | 1H23PL5071C-12 | 15071C12.SCH | 1R16 | 6N762-1 DCM3 | 3 | 0975 2503 | D | KWA1918AH | C | 32K | 0x0016c0ac |  |  |  | DC P0WER SUPPLY L0GIC CLASS 1E 125VDC DIV I11 BATTERY SYSTEM
1878 | 1H23PL5071C | 1H23PL5071C-13 | 15071C13.SCH | 1W12 | 6N762-1 DCM3 | 3 | 1044 2503 | B | KWA1918AH | C | 32K | 0x001928d3 |  |  |  | INTAKE SCREEN 6 SCREEN WASH (SAFETY) TRVLNG WTR SCRNS TSCN5001C1
1879 | 1H23PL5071C | 1H23PL5071C-14 | 15071C14.SCH | 1R16 | 6N762-1 DCM3 | 3 | 1007 2503 | C | KWA1918AH | C | 32K | 0x00166960 |  |  |  | DC P0WER SUPPLY L0GIC CLASS 1E 125VDC DIV I11 BATTERY SYSTEM
1880 | 1H23PL5071C | 1H23PL5071C-15 | 15071C15.SCH | 1W12 | 6N762-1 DCM3 | 3 | 1024 2503 | B | KWA1918AH | C | 32K | 0x00192840 |  |  |  | INTAKE SCREEN 6 SCREEN WASH (SAFETY) TRVLNG WTR SCRNS TSCN500lC2
1881 | 1H23PL5071C | 1H23PL5071C-16 | 15071C16.SCH | 1R16 | 6N762-1 DCM3 | 3 | 1017 2503 | C | KWA1918AH | C | 32K | 0x00166a4d |  |  |  | DC P0WER SUPPLY L0GIC CLASS 1E 125VDC DIV 111 BATTERY SYSTEM
1882 | 1H23PL5071C | 1H23PL5071C-17 | 15071C17.SCH | 1W12 | 6N762-1 DCM3 | 3 | 1045 2053 | E | KWA1918AH | F | 32K | 0x001825ab |  |  |  | INTAKE SCRNQSCRN WASH (SAFETY) SCRN WSH PMP STRNRS 1W12-STR5001C1
1883 | 1H23PL5071C | 1H23PL5071C-18 | 15071C18.SCH | 1W12 | 6N762-1 DCM3 | 3 | 1046 2503 | C | KWA1918AH | D | 32K | 0x00182595 |  |  |  | INTAKE SCRNCSCRN WASH(SAFETY) SCRN WSH PMP STRNRS 1W12-STR500lC2
1884 | 1H23PL5071C | 1H23PL5071C-41 | 15071C41.SCH | 1R13 | 6N766-1 AIM | 3 | 0196 4503 | E | KWA1918AH | C | 32K | 0x0017780c |  |  |  | VITAL AC P0WER SUPPLY L0GIC CLASS 1E CVCF DIV 3 CVCF-5000C4
1885 | 1H23PL5071C | 1H23PL5071C-42 | 15071C42.SCH | 1R13 | 6N766-1 AIM | 3 | 0222 4503 | D | KWA1918AH | B | 32K | 0x0016e62e |  |  |  | VITAL AC P0WER SUPPLY L0GIC CLASS 1E CVCF 0IV 3 CVCF-5000C4
1886 | 1H23PL5071C | 1H23PL5071C-43 | 15071C43.SCH | 1R12 | 6N766-1 AIM | 3 | 0216 4503 | D | KWA1918AH | C | 32K | 0x0016df8a |  |  |  | 480VAC MCC BUS V0LTAGE M0NIT0RING ANAL0G P0INTS MCC 5010C4 M0NIT0RING
1887 | 1H23PL5071C | 1H23PL5071C-45 | 15071C45.SCH | 1W12 | 6N766-1 AIM | 3 | 0219 4503 | H | KWA1918AH | C | 32K | 0x00175a8a |  |  |  | C1 INTAKE SCREEN C SCREEN WASH (SAFETY) PR0CESS M0NIT0RING
1888 | 1H23PL5071C | 1H23PL5071C-47 | 15071C47.SCH | 1W12 | 6N766-1 AIM | 3 | 0213 4503 | H | KWA1918AH | C | 32K | 0x00175a8e |  |  |  | C2 INTAKE SCREEN f SCREEN WASH (SAFETY) PR0CESS M0NIT0RING
1889 | 1H23PL5071C | 1H23PL5071C-48 | 15071C48.SCH | 1R16 | 6N766-1 AIM | 3 | 0297 4503 | E | KWA1918AH | C | 32K | 0x0018e2e6 |  |  |  | DC P0WER SUPPLY L0GIC CLASS 1E 125VDC DIV I11 BATTERY SYSTEM

## 工作表1
列標籤 | 計數 - SystemName
0C74 | 9
0R11 | 18
0R12 | 6
0R13 | 3
0R14 | 1
0R16 | 4
0R21 | 27
0T54 | 28
1B21 | 96
1C12 | 42
1C41 | 3
1C51 | 6
1C61 | 2
1C73 | 43
1C74 | 8
1E11 | 112
1E22 | 31
1E51 | 35
1G31 | 33
1G51 | 3
1K11 | 17
1P13 | 8
1P21 | 129
1P24 | 8
1P25 | 43
1P26 | 83
1P52 | 1
1P54 | 10
1R11 | 82
1R12 | 36
1R13 | 30
1R14 | 5
1R16 | 35
1R21 | 51
1T22 | 25
1T31 | 9
1T41 | 136
1T43 | 133
1T49 | 24
1T55 | 63
1T62 | 56
1T63 | 19
1W12 | 36
STC | 73
總計 | 1622

## 工作表2
列標籤 | 計數 - DRSPanelName
0H23PL1401S | 5
0H23PL2301S | 17
0H23PL2302S | 34
0H23PL2306S | 29
1H12PL1109A | 39
1H12PL1109B | 32
1H12PL1109C | 30
1H12PL1209A | 33
1H12PL1209B | 33
1H12PL1209C | 41
1H12PL1309A | 32
1H12PL1309B | 29
1H12PL1309C | 26
1H12PL1409 | 24
1H23PL0301A | 27
1H23PL0301B | 41
1H23PL0301C | 31
1H23PL0301D | 20
1H23PL0302A | 29
1H23PL0302B | 31
1H23PL0302C | 44
1H23PL0303A | 41
1H23PL0303B | 37
1H23PL0303C | 34
1H23PL0304A | 21
1H23PL0304B | 27
1H23PL0304C | 27
1H23PL0305A | 31
1H23PL0305B | 44
1H23PL0305C | 41
1H23PL0306A | 44
1H23PL0306B | 28
1H23PL0501A | 32
1H23PL0501B | 36
1H23PL0501C | 3
1H23PL0602A | 33
1H23PL0602B | 13
1H23PL0602C | 9
1H23PL1301A | 30
1H23PL1301B | 22
1H23PL1301C | 26
1H23PL1301D | 9
1H23PL1302A | 37
1H23PL1302B | 47
1H23PL1302C | 45
1H23PL1303B | 31
1H23PL1303C | 31
1H23PL1401A | 18
1H23PL1401B | 18
1H23PL1401C | 12
1H23PL1401D | 5
1H23PL2503A | 13
1H23PL5070A | 26
1H23PL5070B | 26
1H23PL5070C | 26
1H23PL5071A | 24
1H23PL5071B | 24
1H23PL5071C | 24
總計 | 1622

## 工作表3
列標籤 | 計數 - DRSPanelName
0H23PL1401S | 5
0H23PL2301S | 17
0H23PL2302S | 34
0H23PL2306S | 29
1H12PL1109A | 39
1H12PL1109B | 32
1H12PL1109C | 30
1H12PL1209A | 33
1H12PL1209B | 33
1H12PL1209C | 41
1H12PL1309A | 32
1H12PL1309B | 29
1H12PL1309C | 26
1H12PL1409 | 24
1H23PL0301A | 27
1H23PL0301B | 41
1H23PL0301C | 31
1H23PL0301D | 20
1H23PL0302A | 29
1H23PL0302B | 31
1H23PL0302C | 44
1H23PL0303A | 41
1H23PL0303B | 37
1H23PL0303C | 34
1H23PL0304A | 21
1H23PL0304B | 27
1H23PL0304C | 27
1H23PL0305A | 31
1H23PL0305B | 44
1H23PL0305C | 41
1H23PL0306A | 44
1H23PL0306B | 28
1H23PL0501A | 32
1H23PL0501B | 36
1H23PL0501C | 3
1H23PL0602A | 33
1H23PL0602B | 13
1H23PL0602C | 9
1H23PL1301A | 30
1H23PL1301B | 22
1H23PL1301C | 26
1H23PL1301D | 9
1H23PL1302A | 37
1H23PL1302B | 47
1H23PL1302C | 45
1H23PL1303B | 31
1H23PL1303C | 31
1H23PL1401A | 18
1H23PL1401B | 18
1H23PL1401C | 12
1H23PL1401D | 5
1H23PL2503A | 13
1H23PL5070A | 26
1H23PL5070B | 26
1H23PL5070C | 26
1H23PL5071A | 24
1H23PL5071B | 24
1H23PL5071C | 24
總計 | 1622

## fidlist
SystemName | DRSPanelName | FIDDiagramNo | ModuleType | Division | FIDRev | EPROMSpecNo | EPROMRev | Checksum | Description
0C74 | 0H23PL2301S | 0H23PL2301S-29 | 6N760-1 DCM1 | 0 | A | KWA1918AH | B | 0x00172441 | SAFETY SYS L0GIC AN0 CNTL L0GIC 0IV. 0 C0MM0N C0NTR0L SYSTEM UNIT l/UNIT 2/AFB SELECT0R L0GIC
0C74 | 0H23PL2301S | 0H23PL2301S-30 | 6N760-1 DCM1 | 0 | B | KWA1918AH | C | 0x00171eb4 | SAFETY SYS L0GIC AN0 CNTL L0GIC 0IV. 0 C0MM0N C0NTR0L SYSTEM UNIT l/UNIT 2/AFB SELECT0R L0GIC
1B21 | 1H12PL1109B | 1H12PL1109B-21 | 6N760-1 DCM1 | 1 | C | KWA1918AH | C | 0x00190109 | MAIN STEAM SYSTEM L0GIC SDV-3BC. 44B.50C DIV I SRV-3C. 5B.7C (TRAIN 1)
1B21 | 1H12PL1109B | 1H12PL1109B-23 | 6N760-1 DCM1 | 1 | C | KWA1918AH | C | 0x00190120 | MAIN STEAM SYSTEM L0GIC SDV-3BC. 44B.50C DIV I SRV-3C. 5B.7C (TRAIN 2)
1B21 | 1H12PL1109B | 1H12PL1109B-24 | 6N760-1 DCM1 | 1 | C | KWA1918AH | C | 0x00185862 | MAIN STEAM SYSTEM L0GIC SDV-47A. 438. ACV-0014 DIV I SRV-6A. 40 (TRAIN 1)
1B21 | 1H12PL1109B | 1H12PL1109B-25 | 6N760-1 DCM1 | 1 | C | KWA1918AH | C | 0x001856f0 | MAIN STEAM SYSTEM L0GIC SDV-46D. AUT0 L0GIC DIV I SRV-5D (TRAIN 1)
1B21 | 1H12PL1109B | 1H12PL1109B-26 | 6N760-1 DCM1 | 1 | C | KWA1918AH | C | 0x00185e1e | MAIN STEAM SYSTEM L0GIC S0V-47A. 438. ACV-0014 DIV I SRV-6A. 48 (TRAIN 2)
1B21 | 1H12PL1109B | 1H12PL1109B-27 | 6N760-1 DCM1 | 1 | C | KWA1918AH | C | 0x0018486e | MAIN STEAM SYSTEM L0GIC S0V-46D. AUT0 LDGIC DIV I SRV-50 (TRAIN 2)
1B21 | 1H12PL1109B | 1H12PL1109B-29 | 6N760-1 DCM1 | 1 | F | KWA1918AH | D | 0x001b0ad9 | MAIN STEAM SYSTEM LDGIC ADS INITIATI0N DIV I TRAIN 1 RX LVL CLl. <Li.5. DW PRESS HIGH
1B21 | 1H12PL1109B | 1H12PL1109B-31 | 6N760-1 DCM1 | 1 | E | KWA1918AH | E | 0x001abce6 | MAIN STEAM SYSTEM LDGIC ADS INITIATI0N DIV I TRAIN 2 RX LVL <Ll. CLl.5. DW PRESS HIGH
1B21 | 1H12PL1109C | 1H12PL1109C-18 | 6N760-1 DCM1 | 1 | A | KWA1918AH | B | 0x0017f8ab | MAIN STEAM SYSTEM LDGIC ADS INITIATI0N DIV I TRAIN 1 RX WATER LVL <Ll
1B21 | 1H12PL1109C | 1H12PL1109C-19 | 6N760-1 DCM1 | 1 | B | KWA1918AH | C | 0x0017f910 | MAIN STEAM SYSTEM L0GIC ADS INITIATI0N DIV I 0W PRESS HIGH
1B21 | 1H12PL1109C | 1H12PL1109C-20 | 6N760-1 DCM1 | 1 | A | KWA1918AH | B | 0x0017f9a5 | MAIN STEAM SYSTEM L0GIC ADS INITIATI0N DIV I TRAIN 1 RX WATER LVL <Ll
1B21 | 1H12PL1209C | 1H12PL1209C-01 | 6N760-1 DCM1 | 2 | C | KWA1918AH | C | 0x0018fb4a | MAIN STEAM SYSTEM L0GIC SDV-508. 40D. 3BB DIV II SRV-7B63D (TRAIN 1). 38 (TRAIN 2)
1B21 | 1H12PL1209C | 1H12PL1209C-03 | 6N760-1 DCM1 | 2 | C | KWA1918AH | C | 0x0018fb5b | MAIN STEAM SYSTEM L0GIC SDV-508. 400,388 DIV II SRV-7B63D (TRAIN 2). 38 (TRAIN 1)
1B21 | 1H12PL1209C | 1H12PL1209C-04 | 6N760-1 DCM1 | 2 | A | KWA1918AH | B | 0x0017efa2 | MAIN STEAM SYSTEM L0GIC ADS INITIATI0N DIV II DW PRESS HIGH
1B21 | 1H12PL1209C | 1H12PL1209C-05 | 6N760-1 DCM1 | 2 | C | KWA1918AH | C | 0x00190494 | MAIN STEAM SYSTEM LDGIC SDV-410. 46A. 49C DIV II SRV-40.5A. 6C (TRAIN 1)
1B21 | 1H12PL1209C | 1H12PL1209C-07 | 6N760-1 DCM1 | 2 | C | KWA1918AH | C | 0x001903ac | MAIN STEAM SYSTEM L0GIC SDV-410. 46A. 49C DIV II SRV-40. 5A. 6C (TRAIN 2)
1B21 | 1H12PL1209C | 1H12PL1209C-11 | 6N760-1 DCM1 | 2 | E | KWA1918AH | D | 0x001ae45a | MAIN STEAM SYSTEM L0GIC ADS INITIATI0N DIV II TRAIN 1 RX LVL <~1. <~1.5. 0W PRESS HIGH
1B21 | 1H12PL1209C | 1H12PL1209C-13 | 6N760-1 DCM1 | 2 | D | KWA1918AH | D | 0x001aa7d1 | MAIN STEAM SYSTEM L0GIC ADS INITIATI0N DIV II TRAIN 2 RX LVL <LI. <L1.5. DW PRESS HIGH
1B21 | 1H12PL1209C | 1H12PL1209C-16 | 6N760-1 DCM1 | 2 | A | KWA1918AH | B | 0x0017ebc1 | MAIN STEAM SYSTEM L0GIC ADS INITIATI0N DIV II RX LVL <L
1B21 | 1H12PL1209C | 1H12PL1209C-24 | 6N760-1 DCM1 | 2 | A | KWA1918AH | B | 0x0017ebda | MAIN STEAM SYSTEM L0GIC ADS INITIATI0N DIV II RX LVL <Li
1B21 | 1H12PL1309B | 1H12PL1309B-01 | 6N760-1 DCM1 | 3 | C | KWA1918AH | C | 0x001904e0 | MAIN STEAM SYSTEM L0GIC SDV-40A. 41A. 490 DIV III SRV-3A. 4A. 60 (TRAIN 1)
1B21 | 1H12PL1309B | 1H12PL1309B-02 | 6N760-1 DCM1 | 3 | C | KWA1918AH | C | 0x001903bd | MAIN STEAM SYSTEM L0GI SDV-43C. 470.44C DIV II1 SRV-4C. 60.5C (TRAIN 11
1B21 | 1H12PL1309B | 1H12PL1309B-03 | 6N760-1 DCM1 | 3 | C | KWA1918AH | C | 0x0019051d | MAIN STEAM SYSTEM L0GIC S0V-40A. 41A. 490 DIV III SRV-3A. 4A. 68 (TRAIN 2)
1B21 | 1H12PL1309B | 1H12PL1309B-04 | 6N760-1 DCM1 | 3 | C | KWA1918AH | C | 0x001904df | MAIN STEAM SYSTEM L0GIC S0V-43C. 470.44C DIV III SRV-4C. 60.5C (TRAIN 2)
1C73 | 1H12PL1109C | 1H12PL1109C-17 | 6N760-1 DCM1 | 1 | A | KWA1918AH | B | 0x0017f8ab | LEAK DET & ISLN SYS L0GIC DIV I C0INCIDENT L0GIC (TRAIN 2) RCIC IS0/RX WTR LVL Ll/DW PRESS
1C73 | 1H12PL1209C | 1H12PL1209C-08 | 6N760-1 DCM1 | 2 | C | KWA1918AH | C | 0x001a4543 | LEAK DET & ISLN SYS L0GIC DIV II C0INCIDENT L0GIC RHR AREA A, B TEMP
1C73 | 1H12PL1209C | 1H12PL1209C-09 | 6N760-1 DCM1 | 2 | E | KWA1918AH | D | 0x001afb0b | LEAK DET & ISLN SYS L0GIC DIV II C0INCIDENT L0GIC RWCU L0GIC & R00M TEMPERATURES
1C73 | 1H12PL1209C | 1H12PL1209C-10 | 6N760-1 DCM1 | 2 | B | KWA1918AH | C | 0x001ac372 | LEAK DET & ISLN SYS L0GIC DIV II C0INCIDENT L0GIC RWCU,RHR B,SPCU & DW FPR0D IS0L
1C73 | 1H12PL1209C | 1H12PL1209C-15 | 6N760-1 DCM1 | 2 | B | KWA1918AH | C | 0x0018fa4b | LEAK DET & ISLN SYS L0GIC DIV I1 C0INCIDENT L0GIC (TR 2) RCIC IS0/RX WTR LVL Ll/DW PRESS
1C73 | 1H12PL1209C | 1H12PL1209C-17 | 6N760-1 DCM1 | 2 | C | KWA1918AH | A | 0x001a42c0 | LEAK DET & ISLN SYS L0GIC DIV II C0INCIDENT L0GIC RCIC AREA TEMP/sL PRESS/RHR A
1C73 | 1H12PL1209C | 1H12PL1209C-18 | 6N760-1 DCM1 | 2 | D | KWA1918AH | A | 0x001ba5e8 | LEAK DET & ISLN SYS L0GIC DIV II C0INCIDENT L0GIC RCIC/RBHV/ACS IS0,SL FL0W,TURB EXH
1C73 | 1H12PL1209C | 1H12PL1209C-19 | 6N760-1 DCM1 | 2 | D | KWA1918AH | D | 0x001aa463 | LEAK DET & ISLN SYS L0GIC DIV II C0INCIDENT L0GIC MSL T/ RX~L~ (TR~) /RX PRESS/DW PRESS
1C73 | 1H12PL1209C | 1H12PL1209C-20 | 6N760-1 DCM1 | 2 | G | KWA1918AH | E | 0x001bdecb | LEAK DET & ISLN SYS L0GIC DIV II C0INCIDENT L0GIC RHR, DW, SGT, FCS, RX WTR LVL
1C73 | 1H12PL1309C | 1H12PL1309C-01 | 6N760-1 DCM1 | 3 | F | KWA1918AH | C | 0x001cc024 | LEAK DET & ISLN SYS L0GIC DIV III C0INCIDENT L0GIC RX P/LVL,DW P,RB HVAC,IS0L
1C73 | 1H12PL1309C | 1H12PL1309C-02 | 6N760-1 DCM1 | 3 | C | KWA1918AH | C | 0x001a5be6 | LEAK DET & ISLN SYS L0GIC DIV III C0INCIDENT L0GIC RHR AREA B, C TEMP
1C73 | 1H12PL1309C | 1H12PL1309C-03 | 6N760-1 DCM1 | 3 | B | KWA1918AH | C | 0x001a4cbe | LEAK DET & ISLN SYS L0GIC DIV III C0INCIDENT L0GIC RHR AREA B, C TEMP
1C74 | 1H12PL1209A | 1H12PL1209A-30 | 6N760-1 DCM1 | 2 | H | KWA1918AH | A | 0x00177e24 | DIV II BPU CHAN 0F SENS0RS BYPASS SEVERE ACCI0ENT L0GIC BYPASS PANEL MANUAL EMS BYPASS 6 DIAGN0STICS
1C74 | 1H12PL1309A | 1H12PL1309A-30 | 6N760-1 DCM1 | 3 | H | KWA1918AH | D | 0x00177a3f | DIV III BPU CHAN 0F SENS0RS BYPASS SEVERE ACCIDENT L0GIC BYPASS PANEL MANUAL EMS BYPASS 6 0IAGN0STICS
1C74 | 1H12PL1409 | 1H12PL1409-30 | 6N760-1 DCM1 | 4 | D | KWA1918AH | C | 0x00176c9a | DIV IV BPU CHAN 0F SENS0RS BYPASS SEVERE ACCI0ENT L0GIC BYPASS PANEL MANUAL EMS BYPASS 6 DIAGN0STICS
1E11 | 1H12PL1109B | 1H12PL1109B-20 | 6N760-1 DCM1 | 1 | E | KWA1918AH | E | 0x00196933 | RESIDUAL HEAT REM0VAL SYSTEM L00P A LPFL INITIATI0N DIV I MBV-0005
1E11 | 1H12PL1109C | 1H12PL1109C-33 | 6N760-1 DCM1 | 1 | D | KWA1918AH | D | 0x0019c898 | RESIDUAL HEAT REM0VAL SYSTEM SUPPRESSSI0N P00L C00LING INIT SIGNALS DIV I L00P A
1E11 | 1H12PL1209B | 1H12PL1209B-01 | 6N760-1 DCM1 | 2 | D | KWA1918AH | D | 0x00195e72 | RESIDUAL HEAT REM0VAL SYSTEM SUPPRESSSI0N P00L C00LING INIT SIGNALS DIV II L00P B
1E11 | 1H12PL1209B | 1H12PL1209B-04 | 6N760-1 DCM1 | 2 | D | KWA1918AH | D | 0x00196356 | RESIDUAL HEAT REM0VAL SYSTEM L00P B LPFL INITIATI0N DIV II MBV-0005B
1E11 | 1H12PL1309B | 1H12PL1309B-06 | 6N760-1 DCM1 | 3 | F | KWA1918AH | E | 0x00198664 | RESIDUAL HEAT REM0VAL SYSTEM L00P C LPFL INITIATI0N DIVISI0N I11
1E11 | 1H12PL1309B | 1H12PL1309B-09 | 6N760-1 DCM1 | 3 | E | KWA1918AH | E | 0x001a1a07 | RESIDUAL HEAT REM0VAL SYSTEM L00P C LPFL INITIATI0N DIV III MBV-0005C
1E11 | 1H12PL1309B | 1H12PL1309B-41 | 6N760-1 DCM1 | 3 | C | KWA1918AH | C | 0x0019670d | RESIDUAL HEAT REM0VAL SYSTEM SUPPRESSSI0N P00L C00LING INIT SIGNALS DIV III L00P C
1E22 | 1H12PL1209C | 1H12PL1209C-06 | 6N760-1 DCM1 | 2 | C | KWA1918AH | D | 0x0019e748 | HP C0RE FL00DER SYS L0GIC RPV INJ ISLN VLV DIV II MBV-0004B
1E22 | 1H12PL1209C | 1H12PL1209C-12 | 6N760-1 DCM1 | 2 | E | KWA1918AH | D | 0x0019c23c | HP C0RE FL00DER SYS L0GIC L00P B INITIATI0N DIV II
1E22 | 1H12PL1209C | 1H12PL1209C-14 | 6N760-1 DCM1 | 2 | B | KWA1918AH | C | 0x0018c3fb | HP C0RE FL00DER SYS L0GIC L00P B INITIATI0N DIV II
1E22 | 1H12PL1309A | 1H12PL1309A-01 | 6N760-1 DCM1 | 3 | C | KWA1918AH | D | 0x0019e7f0 | HP C0RE FL00DER SYS L0GIC HPCF L00P C STATUS RPV INJ ISLN VLV (MBV-0004C)
1E22 | 1H12PL1309A | 1H12PL1309A-02 | 6N760-1 DCM1 | 3 | C | KWA1918AH | C | 0x0018dd6b | HP C0RE FL00DER SYS L0GIC L00P C INITIATI0N DIV III
1E22 | 1H12PL1309A | 1H12PL1309A-04 | 6N760-1 DCM1 | 3 | F | KWA1918AH | F | 0x001b88e6 | HP C0RE FL00DER SYS L0GIC SYSTEM TEST AND INITIATI0N DIV III
1E22 | 1H12PL1309B | 1H12PL1309B-05 | 6N760-1 DCM1 | 3 | B | KWA1918AH | B | 0x0019057d | HP C0RE FL00DER SYS L0GIC S/P PMP SUCT VLV DIV III MBV-0007C
1E51 | 1H12PL1109B | 1H12PL1109B-28 | 6N760-1 DCM1 | 1 | E | KWA1918AH | D | 0x001bb9ea | RX C0RE ISLN CLG L0GIC (RCIC) AUT0 INITIATI0N / SHUTD0WN DIV-I AND SAFETY VLV 0VERL0AD BYPASS TESTING
1E51 | 1H12PL1109B | 1H12PL1109B-22 | 6N760-1 DCM1 | 1 | A | KWA1918AH | B | 0x001939f5 | RX C0RE ISLN CLG L0GIC (RCIC) AUT0 INITIATI0N / SHUTD0WN DIV I
1E51 | 1H12PL1109B | 1H12PL1109B-32 | 6N760-1 DCM1 | 1 | F | KWA1918AH | A | 0x001b27ce | RX C0RE ISLN CLG L0GIC (RCIC) SUPP P00L SUCT VLV MBV-0006, DIV-I AND ISLN SIGNALS & SYSTEM 0UT 0F SERVICE
1K11 | 1H12PL1109B | 1H12PL1109B-18 | 6N760-1 DCM1 | 1 | E | KWA1918AH | E | 0x0018f5c3 | RBCW HX RM I11 LEVEL HIGH/HI-HI
1K11 | 1H12PL1209B | 1H12PL1209B-05 | 6N760-1 DCM1 | 2 | F | KWA1918AH | E | 0x0018eef4 | RBCW HX RM 121 LEVEL HIGH/HI-HI
1K11 | 1H12PL1309B | 1H12PL1309B-07 | 6N760-1 DCM1 | 3 | F | KWA1918AH | E | 0x0018f72e | RBCW HX RM 131 LEVEL HIGH/HI-HI
1P26 | 1H12PL1109C | 1H12PL1109C-34 | 6N760-1 DCM1 | 1 | C | KWA1918AH | C | 0x0017eda7 | SERVICE WATER SYSTEM DIVISI0N A HEAT EXCHANGER INLET/0UTLET VALVES IN SERVICE
1P26 | 1H12PL1209B | 1H12PL1209B-03 | 6N760-1 DCM1 | 2 | D | KWA1918AH | C | 0x0017eef1 | SERVICE WATER SYSTEM 0IVISI0N B HEAT EXCHANGER INLET/0UTLET VALVES IN SERVICE
1P26 | 1H12PL1309A | 1H12PL1309A-03 | 6N760-1 DCM1 | 3 | D | KWA1918AH | C | 0x0017f16d | SERVICE WATER SYSTEM DIVISI0N C HEAT EXCHANGER INLET/0UTLET VALVES IN SERVICE
1T63 | 1H12PL1209A | 1H12PL1209A-01 | 6N760-1 DCM1 | 2 | B | KWA1918AH | B | 0x0017a20d | PR0C RAD M0NIT0RING L0GIC DIV II CRHA AIR INTAKE A RMS 2/4 L0GIC
1T63 | 1H12PL1309A | 1H12PL1309A-05 | 6N760-1 DCM1 | 3 | E | KWA1918AH | E | 0x00178cd0 | PR0G RAD M0NIT0RING L0GIC DIV III CRHA AIR INTAKE B RMS 2/4 L0GIC
STC | 1H12PL1209A | 1H12PL1209A-31 | 6N760-1 DCM1 | 2 | H | KWA1918AH | E | 0x001d4b8a | SURVEILLANCE TEST C0NTR0LLER C0NTR0L & INDICATI0N SENS0R CHANNEL TEST SEQUENCING
STC | 1H12PL1209A | 1H12PL1209A-32(1) | 6N760-1 DCM1 | 2 | E | KWA1918AH | C | 0x001af1c8 | SURVEILLANCE TEST C0NTR0LLER C0NTR0L & INDICATI0N DIV FUNCT TEST SEQ LT1 - LT16
STC | 1H12PL1209A | 1H12PL1209A-32(2) | 6N760-1 DCM1 | 2 | E | KWA1918AH | C | 0x001af1c8 | SURVEILLANCE TEST C0NTR0LLER C0NTR0L & INDICATI0N DIV FUNCT TEST SEQ LT1 - LT16
STC | 1H12PL1209A | 1H12PL1209A-33 | 6N760-1 DCM1 | 2 | F | KWA1918AH | C | 0x0019c9cd | SURVEILLANCE TEST C0NTR0LLER MANUAL SCFT C0NTR0L & INDICATI0N BL0CK REM0VAL C0LLECTI0N
STC | 1H12PL1309A | 1H12PL1309A-31 | 6N760-1 DCM1 | 3 | J | KWA1918AH | F | 0x001d562c | SURVEILLANCE TEST C0NTR0LLER C0NTR0L & INDICATI0N SENS0R CHANNEL TEST SEQUENCING
STC | 1H12PL1309A | 1H12PL1309A-32 | 6N760-1 DCM1 | 3 | E | KWA1918AH | C | 0x001a0eba | SURVEILLANCE TEST C0NTR0LLER C0NTR0L & INDICATI0N DIV FUNCT TEST SEQ LT1 - LTl0
STC | 1H12PL1309A | 1H12PL1309A-33 | 6N760-1 DCM1 | 3 | F | KWA1918AH | D | 0x0019a852 | SURVEILLANCE TEST C0NTR0LLER MANUAL SCFT C0NTR0L & INDICATI0N BL0CK REM0VAL C0LLECTI0N
STC | 1H12PL1409 | 1H12PL1409-31 | 6N760-1 DCM1 | 4 | H | KWA1918AH | F | 0x001bd712 | SURVEILLANCE TEST C0NTR0LLER C0NTR0L & INDICATI0N SENS0R CHANNEL TEST SEQUENCING
1C73 | 1H12PL1109A | 1H12PL1109A-01 | 6N760-1 DCM1 | 1 | D | KWA1918AH | C | 0x001b4333 | LEAK DET & ISLN SYS L0GIC DIV I C0INCIDENT L0GIC MSL T/ RXCLI (TRI) /RX PRESS/DW PRESS
1C73 | 1H12PL1109A | 1H12PL1109A-04 | 6N760-1 DCM1 | 1 | E | KWA1918AH | C | 0x001b361f | LEAK DET & ISLN SYS L0GIC DIV I C0INCIDENT L0GIC RHR, DW FISSI0N PR0D, RX WTR LVL
1C73 | 1H12PL1109A | 1H12PL1109A-22 | 6N760-1 DCM1 | 1 | C | KWA1918AH | C | 0x001a4f19 | LEAK DET & ISLN SYS L0GIC DIV I C0INCIDENT L0GIC RHR AREA A, C TEMP
1C73 | 1H12PL1109A | 1H12PL1109A-26 | 6N760-1 DCM1 | 1 | D | KWA1918AH | C | 0x001a4a9d | LEAK DET & ISLN SYS L0GIC DIV I C0INCIDENT L0GIC RCIC AREA TEMP/SL PRESS/RHR A
1C73 | 1H12PL1109A | 1H12PL1109A-35 | 6N760-1 DCM1 | 1 | C | KWA1918AH | C | 0x001af993 | LEAK DET & ISLN SYS L0GIC DIV I C0INCIDENT L0GIC RCIC RHR A/C,RWCU,RBHV/ACS IS0L
1C73 | 1H12PL1109A | 1H12PL1109A-39 | 6N760-1 DCM1 | 1 | F | KWA1918AH | A | 0x001b07df | LEAK DET & ISLN SYS L0GIC DIV I C0INCIDENT L0GIC RCIC IS0/ SL FL0W/TURB EXH PR/DW PR (TRI)
1C73 | 1H12PL1109A | 1H12PL1109A-43 | 6N760-1 DCM1 | 1 | E | KWA1918AH | D | 0x001b7aec | LEAK DET & ISLN SYS L0GIC DIV I C0INCIDENT L0GIC RWCU L0GIC & R00M TEMPERATURES
1C74 | 1H12PL1109A | 1H12PL1109A-30 | 6N760-1 DCM1 | 1 | G | KWA1918AH | A | 0x00177e7b | DIV I BPU CHAN 0F SENS0RS BYPASS SEVERE ACCIDENT L0GIC BYPASS PANEL MANUAL EMS BYPASS 6 0IAGN0STICS
STC | 1H12PL1109A | 1H12PL1109A-31 | 6N760-1 DCM1 | 1 | H | KWA1918AH | E | 0x001d9cd7 | SURVEILLANCE TEST C0NTR0LLER C0NTR0L & INDICATI0N SENS0R CHANNEL TEST SEQUENCING
STC | 1H12PL1109A | 1H12PL1109A-32(1) | 6N760-1 DCM1 | 1 | E | KWA1918AH | C | 0x001af0bc | SURVEILLANCE TEST C0NTR0LLER C0NTR0L & INDICATI0N DIV FUNCT TEST SEQ LT1 - LT16
STC | 1H12PL1109A | 1H12PL1109A-32(2) | 6N760-1 DCM1 | 1 | E | KWA1918AH | C | 0x001af0bc | SURVEILLANCE TEST C0NTR0LLER C0NTR0L & INDICATI0N DIV FUNCT TEST SEQ LT1 - LT16
STC | 1H12PL1109A | 1H12PL1109A-33 | 6N760-1 DCM1 | 1 | F | KWA1918AH | A | 0x0019545c | SURVEILLANCE TEST C0NTR0LLER MANUAL SCFT C0NTR0L & INDICATI0N BL0CK REM0VAL C0LLECTI0N
0C74 | 0H23PL1401S | 0H23PL1401S-01 | 6N762-1 DCM3 | 0 | A | KWA1918AH | B | 0x00162920 | SAFETY SYS L0GIC AND CNTL L0GIC 0IV. 0 C0MM0N C0NTR0L SYSTEM UNIT l/UNIT 2/AFB SELECT0R L0GIC
0C74 | 0H23PL1401S | 0H23PL1401S-02 | 6N762-1 DCM3 | 0 | A | KWA1918AH | B | 0x001628ec | SAFETY SYS L0GIC AND CNTL L0GIC 0IV. 0 C0MM0N C0NTR0L SYSTEM UNIT I/UNIT 2/AFB SELECT0R L0GIC
0C74 | 0H23PL1401S | 0H23PL1401S-05 | 6N762-1 DCM3 | 0 | A | KWA1918AH | B | 0x00162756 | SAFETY SYS L0GIC AND CNTL L0GIC 0IV. 0 C0MM0N C0NTR0L SYSTEM UNIT i/VNIT 2/AFB SELECT0R L0GIC
0C74 | 0H23PL2301S | 0H23PL2301S-05 | 6N762-1 DCM3 | 0 | A | KWA1918AH | B | 0x0016889c | SAFTEY SYS L0GIC AND CNTL L0GIC DIV. 0 C0MM0N C0NTR0L SYSTEM UNIT I/UNIT 2/AFB SELECT0R L0GIC
0C74 | 0H23PL2301S | 0H23PL2301S-13 | 6N762-1 DCM3 | 0 | B | KWA1918AH | C | 0x00162752 | SAFETY SYS L0GIC AN0 CNTL L0GIC 0IV. 0 C0MM0N C0NTR0L SYSTEM UNIT l/UNIT 2/AFB SELECT0R L0GIC
0C74 | 0H23PL2301S | 0H23PL2301S-14(1) | 6N762-1 DCM3 | 0 | D1 | KWA1918AH | E | 0x0016ec6d | SAFTEY SYS L0GIC AN0 CNTL L0GIC 0IV. 0 C0MM0N C0NTR0L SYSTEM UNIT %/UNIT 2/AFB SELECT0R L0GIC
0C74 | 0H23PL2301S | 0H23PL2301S-14(2) | 6N762-1 DCM3 | 0 | D1 | KWA1918AH | E | 0x0016ec6d | SAFTEY SYS L0GIC AN0 CNTL L0GIC 0IV. 0 C0MM0N C0NTR0L SYSTEM UNIT %/UNIT 2/AFB SELECT0R L0GIC
0R11 | 0H23PL2302S | 0H23PL2302S-03 | 6N762-1 DCM3 | 0 | B | KWA1918AH | C | 0x0017b7f1 | MED V0LT DISTR SYS L0GIC 4.16 KV SWGR 54 SDG BRKR 5A
0R11 | 0H23PL2302S | 0H23PL2302S-04 | 6N762-1 DCM3 | 0 | F | KWA1918AH | D | 0x00192587 | MED V0LTAGE DISTR SYSTEM L0GIC SWGR 54 PWR CTR FDR BRKR 1B
0R11 | 0H23PL2302S | 0H23PL2302S-05 | 6N762-1 DCM3 | 0 | C | KWA1918AH | C | 0x00187348 | ME0 V0LTAGE DISTR SYSTEM L0GIC SWGR 54 TIE BRKR IA T0 Ul BUS A4
0R11 | 0H23PL2302S | 0H23PL2302S-06 | 6N762-1 DCM3 | 0 | C | KWA1918AH | C | 0x00187137 | ME0 V0LTAGE DISTR SYSTEM L0GIC SWGR 54 TIE BRKR 2A T0 Ul BUS 84
0R11 | 0H23PL2302S | 0H23PL2302S-07 | 6N762-1 DCM3 | 0 | A | KWA1918AH | B | 0x00162929 | MED V0LT DISTR SYS L0GIC 4.16 KV SWGR UNIT 1 SPLY BRKR 4A
0R11 | 0H23PL2302S | 0H23PL2302S-08 | 6N762-1 DCM3 | 0 | A | KWA1918AH | B | 0x0016292b | MED V0LT DISTR SYS L0GIC 4.16 KV SWGR UNIT 2 SPLY BRKR 9A
0R11 | 0H23PL2302S | 0H23PL2302S-09 | 6N762-1 DCM3 | 0 | C | KWA1918AH | C | 0x00187315 | ME0 V0LTAGE DISTR SYSTEM L0GIC SWGR 54 TIE BRKR 3A T0 Ul BUS C4
0R11 | 0H23PL2302S | 0H23PL2302S-10 | 6N762-1 DCM3 | 0 | C | KWA1918AH | C | 0x00187302 | MED V0LTAGE DISTR SYSTEM L0GIC SWGR 54 TIE BRKR 6A T0 U2 BUS A4
0R11 | 0H23PL2302S | 0H23PL2302S-11 | 6N762-1 DCM3 | 0 | C | KWA1918AH | C | 0x0018730b | ME0 V0LTAGE DISTR SYSTEM L0GIC SWGR 54 TIE BRKR 7A T0 U2 BUS 84
0R11 | 0H23PL2302S | 0H23PL2302S-12 | 6N762-1 DCM3 | 0 | C | KWA1918AH | C | 0x001872ec | ME0 V0LTAGE DISTR SYSTEM L0GIC SWGR 254 TIE BRKR 8A T0 U2 BUS C4
0R11 | 0H23PL2302S | 0H23PL2302S-01 | 6N762-1 DCM3 | 0 | F | KWA1918AH | D | 0x0019658b | MED V0LT DISTR SYS L0GIC 4.16 KV SWGR UNIT 1 SPLY BRKR 4A
0R11 | 0H23PL2302S | 0H23PL2302S-02 | 6N762-1 DCM3 | 0 | F | KWA1918AH | D | 0x001971fb | MED V0LTAGE 0ISTR SYSTEM L0GIC 4.16 KV SWGR UNIT 2 SPLY BRKR 9A
0R11 | 0H23PL2302S | 0H23PL2302S-13 | 6N762-1 DCM3 | 0 | A | KWA1918AH | B | 0x0016de8f | ME0 V0LT DISTR SYS L0GIC 4.16 KV SWGR S4 UNIT 2 SPLY BRKR 9A
0R11 | 0H23PL2302S | 0H23PL2302S-17 | 6N762-1 DCM3 | 0 | G | KWA1918AH | D | 0x0017bb3f | MED V0LTAGE DISTR SYSTEM L0GIC SWGR 54 BUS RELAYING AND ALARMS UNIT 1 SPLY BRKR 4A
0R12 | 0H23PL2302S | 0H23PL2302S-21 | 6N762-1 DCM3 | 0 | B | KWA1918AH | C | 0x00180535 | LDW V0LT DISTR SYS L0GIC LSWG PWR CTR 010054 MCC 011054 FDR BRKR
0R12 | 0H23PL2302S | 0H23PL2302S-22 | 6N762-1 DCM3 | 0 | C | KWA1918AH | D | 0x00181bbc | L0W V0LT DISTR SYS L0GIC P0WER CENTER MAIN BRKR LSWG-0100S4
0R12 | 0H23PL2302S | 0H23PL2302S-24 | 6N762-1 DCM3 | 0 | D | KWA1918AH | D | 0x001699b3 | L0W V0LT 0ISTR SYS LDGIC LSWG SWGR 010054 BUS MDNIT0RING
0R12 | 0H23PL2302S | 0H23PL2302S-25 | 6N762-1 DCM3 | 0 | B | KWA1918AH | C | 0x001805c5 | L0W V0LT DISTR SYS L0GIC LSWG 010054 AFHV SKID 0T54-AHU-0501 FDR BRKR
0R13 | 0H23PL2302S | 0H23PL2302S-26 | 6N762-1 DCM3 | 0 | C | KWA1918AH | C | 0x00165f55 | VITAL AC P0WER SUPPLY L0GIC CLASS 1E CVCF 0IV 0 CVCF-0000S4
0R14 | 1H23PL2503A | 1H23PL2503A-05 | 6N762-1 DCM3 | 1 | A | KWA1918AH | B | 0x0016256b | INSTEiC0NT PWR SPLY L0GIC DIV I AFB PWR C0N0ITI0NER XFMR-1151A4
0R16 | 0H23PL2302S | 0H23PL2302S-18 | 6N762-1 DCM3 | 0 | B | KWA1918AH | C | 0x0016830d | DC P0WER SUPPLY L0GIC CLASS 1E 125VDC DIV 0 BA ITERY SYSTEM
0R16 | 0H23PL2302S | 0H23PL2302S-19 | 6N762-1 DCM3 | 0 | C | KWA1918AH | C | 0x0016c241 | UC PDWER SUPPLY L0GIC CLASS 1E 125VDC 0IV 0 BATTERY SYSTEM
0R16 | 0H23PL2302S | 0H23PL2302S-20 | 6N762-1 DCM3 | 0 | C | KWA1918AH | C | 0x0016b7fd | DC PDWER SUPPLY L0GIC CLASS 1E 125V0C DIV 0 BATTERY SYSTEM
0R21 | 0H23PL2301S | 0H23PL2301S-06 | 6N762-1 DCM3 | 0 | D | KWA1918AH | C | 0x0016514d | EMER DIESEL GEN SYS L0GIC SDG CTRL PNL (DIV 0) F0 DR RTN PMP P-0004
0R21 | 0H23PL2301S | 0H23PL2301S-07 | 6N762-1 DCM3 | 0 | G | KWA1918AH | B | 0x001682ee | EMER DIESEL BEN SYS L0GIC SDG CTRL PNL (DIV 0) GENERAT0R IND 6 CTRL
0R21 | 0H23PL2301S | 0H23PL2301S-01 | 6N762-1 DCM3 | 0 | C | KWA1918AH | D | 0x0017709f | EMER DIESEL GEN SYS L0GIC SDG CTRL PNL (DIV 01 FUEL 0IL IN0 6 ALARMS
0R21 | 0H23PL2301S | 0H23PL2301S-02 | 6N762-1 DCM3 | 0 | D | KWA1918AH | D | 0x001766ad | EMER 0IESEL GEN SYS L0GIC SDG CTRL PNL (DIV 01 SDG REM SRT/STP:0SL ENG INDbALRM
0R21 | 0H23PL2301S | 0H23PL2301S-03 | 6N762-1 DCM3 | 0 | C | KWA1918AH | C | 0x0016c1ca | EMER DIESEL GEN SYS L0GIC S0G CTRL PNL (DIV 0) GENERAT0R IND 6 CTRL
0R21 | 0H23PL2301S | 0H23PL2301S-04 | 6N762-1 DCM3 | 0 | D | KWA1918AH | C | 0x001669af | EMER DIESEL GEN SYS L0GIC S0G CTRL PNL (DIV 0) DIESEL ENGINE IN0 6 ALARMS
0R21 | 0H23PL2301S | 0H23PL2301S-08 | 6N762-1 DCM3 | 0 | C | KWA1918AH | D | 0x0016299e | EMER DIESEL GEN SYS L0GIC S0G CTRL PNL (DIV 0) PUMPS P-0006.001060012 6 MXX-0002
0R21 | 0H23PL2301S | 0H23PL2301S-10 | 6N762-1 DCM3 | 0 | B | KWA1918AH | C | 0x0016a910 | EMER 0IESEL GEN SYS L0GIC SDG CTRL PNL (DIV 0) S0G REM0TE START/STDP
0R21 | 0H23PL2306S | 0H23PL2306S-04 | 6N762-1 DCM3 | 0 | C | KWA1918AH | D | 0x0019d670 | EMER DIESEL GEM SYS L0GIC F0 TRANSFER PMP (DIV 0) P-000iA
0R21 | 0H23PL2306S | 0H23PL2306S-08 | 6N762-1 DCM3 | 0 | C | KWA1918AH | D | 0x00162808 | EMER 0IESEL GEN SYS L0GIC SDG HEAT SINK HT RA0IAT0R FANS 3A 6 38
0R21 | 0H23PL2306S | 0H23PL2306S-09 | 6N762-1 DCM3 | 0 | D | KWA1918AH | E | 0x0017ae4c | EMER DIESEL GEN SYS L0GIC HT RADIAT0R FANS 3B.3C 6 3D SDG 0UT 0F SERVICE DIV 0
0R21 | 0H23PL2306S | 0H23PL2306S-11 | 6N762-1 DCM3 | 0 | C | KWA1918AH | D | 0x00162cba | EMER DIESEL GEN SYS L0GIC SDG HEAT SINK HT RADIAT0R FANS 3E.3F LT RA0IAT0R FAN 4A
0R21 | 0H23PL2306S | 0H23PL2306S-13 | 6N762-1 DCM3 | 0 | C | KWA1918AH | D | 0x00162cbe | EMER 0IESEL GEN SYS L0GIC S0G HEAT SINK LT RADIAT0R FANS 4B.4C. 4D
0R21 | 0H23PL2306S | 0H23PL2306S-15 | 6N762-1 DCM3 | 0 | C | KWA1918AH | D | 0x001629b9 | EMER DIESEL GEN SYS L0GIC S0G HEAT SINK LT RADIAT0R FANS 4E. 4F, 4G, 4H
0R21 | 0H23PL2306S | 0H23PL2306S-19 | 6N762-1 DCM3 | 0 | C | KWA1918AH | C | 0x0016c87c | EMER 0IESEL GEN SYS L0GIC SDG 0UTPUT BRKR (0IV 0)
0R21 | 0H23PL2306S | 0H23PL2306S-35 | 6N762-1 DCM3 | 0 | D | KWA1918AH | E | 0x0019ae0d | EMER DIESEL GEN SYS L0GIC F0 TRANSFER PMP (0IV 0) P-000 18
0T54 | 0H23PL2306S | 0H23PL2306S-05 | 6N762-1 DCM3 | 0 | C | KWA1918AH | C | 0x00191fba | AUX FUEL BLDG HVAC L0GIC AFHV AIR 0PERATE0 DAMPER ABD-0022 6 ABD-0033
0T54 | 0H23PL2306S | 0H23PL2306S-20 | 6N762-1 DCM3 | 0 | E | KWA1918AH | D | 0x00197fd7 | AUX FUEL BLDG HVAC LDGIC AFHV BTRY RM DIV 0. EXH FAN FAN-04036
0T54 | 0H23PL2306S | 0H23PL2306S-21 | 6N762-1 DCM3 | 0 | E | KWA1918AH | D | 0x0019893f | AUX FUEL BLDG HVAC L0GIC AFHV BTRY RM DIV 0. WH FAN FAN-0403A
0T54 | 0H23PL2306S | 0H23PL2306S-22 | 6N762-1 DCM3 | 0 | C | KWA1918AH | C | 0x00191d0f | AUX FUEL BL0G HVAC L0GIC AFHV AIR 0PERATED DAMPER ABD-0026 6 ABD-0030A/B
0T54 | 0H23PL2306S | 0H23PL2306S-27 | 6N762-1 DCM3 | 0 | B | KWA1918AH | C | 0x00184b70 | AUX FUEL BLDG HVAC L0GIC AFHV M0T0R 0PERATE0 DAMPER MBD-0024A
0T54 | 0H23PL2306S | 0H23PL2306S-28 | 6N762-1 DCM3 | 0 | B | KWA1918AH | C | 0x00187315 | AUX FUEL BLDG HVAC L0GIC AFHV M0T0R 0PERATED DAMPER MBD-0025A
0T54 | 0H23PL2306S | 0H23PL2306S-30 | 6N762-1 DCM3 | 0 | C | KWA1918AH | D | 0x00185678 | AUX FUEL BL0G HVAC L0GIC AFHV M0T0R 0PERATE0 DAMPER MBD-0028
0T54 | 0H23PL2306S | 0H23PL2306S-31 | 6N762-1 DCM3 | 0 | B | KWA1918AH | C | 0x0018be41 | AUX FUEL BLDG HVAC L0GIC AFHV M0T0R 0PERATED DAMPER MB0-0016
0T54 | 0H23PL2306S | 0H23PL2306S-32 | 6N762-1 DCM3 | 0 | E | KWA1918AH | D | 0x00198b63 | AUX FUEL WG HVAC L0GIC D/G AREA DIV 0. SPLY FAN FAN-04046
0T54 | 0H23PL2306S | 0H23PL2306S-33 | 6N762-1 DCM3 | 0 | E | KWA1918AH | D | 0x00198d01 | AUX FUEL EL0G HVAC L0GIC D/G AREA DIV 0. SPLY FAN FAN-0404A
0T54 | 0H23PL2306S | 0H23PL2306S-34 | 6N762-1 DCM3 | 0 | J | KWA1918AH | D | 0x00198b47 | AUX FUEL BL0G HVAC L0GIC AFHV AIR HANDLING UNIT AHU-050 1
0T54 | 1H23PL2503A | 1H23PL2503A-01 | 6N762-1 DCM3 | 1 | G | KWA1918AH | D | 0x001826f6 | AUX FUEL BL0G HVAC L0GIC AFHV SFLT 301A FAN FAN-030 1A
0T54 | 1H23PL2503A | 1H23PL2503A-02 | 6N762-1 DCM3 | 1 | B | KWA1918AH | C | 0x0017c8ac | AUX FUEL BL0G HVAC L0GIC AFHV M0T0R 0PERATED DAMPER MB0-0044A
0T54 | 1H23PL2503A | 1H23PL2503A-03 | 6N762-1 DCM3 | 1 | B | KWA1918AH | C | 0x0017cb7b | AUX FUEL EL0G HVAC L0GIC AFHV M0T0R 0PERATE0 0AMPER HB0-003BA
0T54 | 1H23PL2503A | 1H23PL2503A-04 | 6N762-1 DCM3 | 1 | C | KWA1918AH | C | 0x0017d10e | AUX FUEL BLDG WAC L0GIC AFHV M0T0R 0PERATED 0AMPER MBD-0057A1
0T54 | 1H23PL2503A | 1H23PL2503A-07 | 6N762-1 DCM3 | 1 | B | KWA1918AH | B | 0x0017c74d | AUX FUEL BL0G HVAC L0GIC AIR HANDLING UNIT AHU-0505
0T54 | 1H23PL2503A | 1H23PL2503A-09 | 6N762-1 DCM3 | 1 | B | KWA1918AH | B | 0x0017c612 | AUX FUEL BL0G HVAC L0GIC AIR OPREATED DAMPER ABD-0062A&ABD-0064A
0T54 | 1H23PL2503A | 1H23PL2503A-10 | 6N762-1 DCM3 | 1 | B | KWA1918AH | B | 0x0017c623 | AUX FUEL BL0G HVAC L0GIC AFHV AIR OPREATED DAMPER ABD-0062B&ABD-0064B
1B21 | 1H23PL0301D | 1H23PL0301D-07 | 6N762-1 DCM3 | 4 | A | KWA1918AH | B | 0x0016251a | MAIN STEAM SYSTEM L0GIC ANAL0G TRIP SIGNALS DIV IV
1B21 | 1H23PL0302A | 1H23PL0302A-01 | 6N762-1 DCM3 | 1 | C | KWA1918AH | D | 0x00185f30 | MAIN STEAM SYSTEM L0GIC BYP/DRAIN INBD ISLN VLV MBV-0008. DIV I
1B21 | 1H23PL0302A | 1H23PL0302A-02 | 6N762-1 DCM3 | 1 | C | KWA1918AH | D | 0x0017e36f | MAIN STEAM SYSTEM L0GIC RPV HEAD VENT LINE VLV MBV-0501. 0IV I
1B21 | 1H23PL0302A | 1H23PL0302A-05 | 6N762-1 DCM3 | 1 | E | KWA1918AH | E | 0x0017a71f | MAIN STEAM SYSTEM L0GIC BYP/DRAIN 0UTBD ISLN VLV MCV-0013, DIV I
1B21 | 1H23PL0302A | 1H23PL0302A-06 | 6N762-1 DCM3 | 1 | D | KWA1918AH | D | 0x0017c7e1 | MAIN STEAM SYSTEM L0GIC 0IV I PIL0T S0V-0047B/SRV-00068 TRAIN 2 PIL0T S0V-0047C/SRV-0006C TRAIN 2
1B21 | 1H23PL0302A | 1H23PL0302A-07 | 6N762-1 DCM3 | 1 | C | KWA1918AH | D | 0x0017655d | MAIN STEAM SYS (MS) L0GIC DRAIN LINE T0 C0N0 IS0L VLV ACV-0014. 0IV I
1B21 | 1H23PL0302A | 1H23PL0302A-10 | 6N762-1 DCM3 | 1 | E | KWA1918AH | E | 0x00180eef | MAIN STEAM SYSTEM L0GIC 0IV I PIL0T S0V-003BC/SRV-0003C TR 1 PIL0T S0V-0044B/SRV-0005B TR 2
1B21 | 1H23PL0302A | 1H23PL0302A-11 | 6N762-1 DCM3 | 1 | D | KWA1918AH | D | 0x00171ffa | MAIN STEAM SYSTEM L0GIC 0IV I PIL0T S0V-0044A/SRV-0005A TRAIN 1 PIL0T S0V-00440/SRV-00050 TRAIN 1
1B21 | 1H23PL0302A | 1H23PL0302A-12 | 6N762-1 DCM3 | 1 | F | KWA1918AH | E | 0x0017ee69 | MAIN STEAM SYSTEM L0GIC 0IV I PIL0T S0V-0044B/SRV-00058 TR 1 PIL0T S0V-003BC/SRV-0003C TR 2
1B21 | 1H23PL0302A | 1H23PL0302A-13 | 6N762-1 DCM3 | 1 | E | KWA1918AH | D | 0x0017f15a | MAIN STEAM SYSTEM L0GIC 0IV I PIL0T S0V-0043B/SRV-00048 TRAIN 1 PIL0T S0V-0047A/SRV-0006A TRAIN 2
1B21 | 1H23PL0302A | 1H23PL0302A-14 | 6N762-1 DCM3 | 1 | E | KWA1918AH | D | 0x001840c3 | MAIN STEAM SYSTEM L0GIC 0IV I PIL0T S0V-0050C/SRV-0007C TRAIN 1 PIL0T S0V-00460/SRV-00050 TRAIN 2
1B21 | 1H23PL0302A | 1H23PL0302A-15 | 6N762-1 DCM3 | 1 | E | KWA1918AH | D | 0x0017eef6 | MAIN STEAM SYSTEM L0GIC 0IV I PIL0T S0V-0047A/SRV-0006A TRAIN 1 PIL0T S0V-0043B/SRV-00046 TRAIN 2
1B21 | 1H23PL0302A | 1H23PL0302A-16 | 6N762-1 DCM3 | 1 | E | KWA1918AH | D | 0x00183dcb | MAIN STEAM SYSTEM L0GIC 0IV I PIL0T S0V-00460/SRV-00050 TRAIN 1 PIL0T S0V-0050C/SRV-0007C TRAIN 2
1B21 | 1H23PL0302A | 1H23PL0302A-17 | 6N762-1 DCM3 | 1 | D | KWA1918AH | D | 0x00172143 | MAIN STEAM SYSTEM L0GIC 0IV I PIL0T S0V-003BA/SRV-0003A TRAIN 1 PIL0T S0V-0041B/SRV-0004B TRAIN 1
1B21 | 1H23PL0302A | 1H23PL0302A-18 | 6N762-1 DCM3 | 1 | D | KWA1918AH | D | 0x00172186 | MAIN STEAM SYSTEM L0GIC 0IV I PIL0T S0V-003B0/SRV-00030 TRAIN 1 PIL0T S0V-0041C/SRV-0004C TRAIN 1
1B21 | 1H23PL0302A | 1H23PL0302A-19 | 6N762-1 DCM3 | 1 | D | KWA1918AH | D | 0x00170d04 | MAIN STEAM SYSTEM L0GIC 0IV I PIL0T S0V-003BA/SRV-0003A TRAIN 2 PIL0T S0V-0041B/SRV-00048 TRAIN 2
1B21 | 1H23PL0302A | 1H23PL0302A-20 | 6N762-1 DCM3 | 1 | D | KWA1918AH | D | 0x00170d3d | MAIN STEAM SYSTEM L0GIC 0IV I PIL0T S0V-00380/SRV-00030 TRAIN 2 PIL0T S0V-004iC/SRV-0004C TRAIN 2
1B21 | 1H23PL0302A | 1H23PL0302A-21 | 6N762-1 DCM3 | 1 | D | KWA1918AH | D | 0x00170cc3 | MAIN STEAM SYSTEM L0GIC 0IV I PIL0T S0V-0044A/SRV-0005A TRAIN 2 PIL0T S0V-00440/SRV-00050 TRAIN 2
1B21 | 1H23PL0302A | 1H23PL0302A-22 | 6N762-1 DCM3 | 1 | E | KWA1918AH | D | 0x00181541 | MAIN STEAM SYSTEM L0GIC 0IV I PIL0T S0V-0047C/SRV-0006C TRAIN 1 PIL0T S0V-0047B/SRV-00066 TRAIN 1
1B21 | 1H23PL0302A | 1H23PL0302A-25 | 6N762-1 DCM3 | 1 | C | KWA1918AH | C | 0x0017e2fc | MAIN STEAM SYSTEM L0GIC RPV HEAD VENT LINE VLV MBV-0502 0IV I
1B21 | 1H23PL0302A | 1H23PL0302A-26 | 6N762-1 DCM3 | 1 | B | KWA1918AH | B | 0x0017cfd0 | MAIN STEAM SYSTEM OUT OF SERVICE DIV I
1B21 | 1H23PL0302B | 1H23PL0302B-01 | 6N762-1 DCM3 | 2 | D | KWA1918AH | D | 0x00192fad | MAIN STEAM SYSTEM L0GIC BYP/0RAIN 0UTBD ISLN VLV MBV-0009. DIV II
1B21 | 1H23PL0302B | 1H23PL0302B-03 | 6N762-1 DCM3 | 2 | C | KWA1918AH | C | 0x0017e24e | MAIN STEAM SYSTEM L0GIC RPV GAS REM0VAL VLV MBV-0500. DIV II
1B21 | 1H23PL0302B | 1H23PL0302B-05 | 6N762-1 DCM3 | 2 | E | KWA1918AH | D | 0x00180450 | MAIN STEAM SYSTEM L0GIC DIV II PIL0T S0V-003BB/SRV-00038 TRAIN I PIL0T S0V-00400/SRV-00030 TRAIN 2
1B21 | 1H23PL0302B | 1H23PL0302B-06 | 6N762-1 DCM3 | 2 | E | KWA1918AH | D | 0x0017ec87 | MAIN STEAM SYSTEM L0GIC DIV II PIL0T S0V-00410/SRV-0004D TRAIN 1 PIL0T S0V-0046A/SRV-0005A TRAIN 2
1B21 | 1H23PL0302B | 1H23PL0302B-07 | 6N762-1 DCM3 | 2 | E | KWA1918AH | D | 0x0017e587 | MAIN STEAM SYSTEM L0GIC DIV II PIL0T S0V-00400/SRV-0003D TRAIN 1 PIL0T S0V-003BB/SRV-0003B TRAIN 2
1B21 | 1H23PL0302B | 1H23PL0302B-08 | 6N762-1 DCM3 | 2 | E | KWA1918AH | D | 0x0017e76a | MAIN STEAM SYSTEM L0GIC DIV II PIL0T S0V-0046A/SRV-0005A TRAIN 1 PIL0T S0V-00410/SRV-00040 TRAIN 2
1B21 | 1H23PL0302B | 1H23PL0302B-09 | 6N762-1 DCM3 | 2 | F | KWA1918AH | D | 0x00181125 | MAIN STEAM SYSTEM L0GIC DIV II PIL0T S0V-004BC/SRV-0006C TRAIN 1 PIL0T S0V-004BB/SRV-0006B TRAIN 1
1B21 | 1H23PL0302B | 1H23PL0302B-11 | 6N762-1 DCM3 | 2 | D | KWA1918AH | E | 0x0017c481 | MAIN STEAM SYSTEM L0GIC DIV II PIL0T SDV-004BB/SRV-00066 TRAIN 2 PIL0T S0V-004BC/SRV-0006C TRAIN 2
1B21 | 1H23PL0302B | 1H23PL0302B-13 | 6N762-1 DCM3 | 2 | D | KWA1918AH | D | 0x00171d35 | MAIN STEAM SYSTEM L0GIC DIV II PIL0T S0V-0039A/SRV-0003A TRAIN 1 PIL0T SDV-0042B/SRV-0004B TRAIN 1
1B21 | 1H23PL0302B | 1H23PL0302B-14 | 6N762-1 DCM3 | 2 | D | KWA1918AH | D | 0x00171db8 | MAIN STEAM SYSTEM L0GIC DIV II PIL0T S0V-00390/SRV-0003D TRAIN 1 PIL0T S0V-0042C/SRV-0004C TRAIN 1
1B21 | 1H23PL0302B | 1H23PL0302B-15 | 6N762-1 DCM3 | 2 | D | KWA1918AH | D | 0x00170b91 | MAIN STEAM SYSTEM L0GIC DIV II PIL0T S0V-0039A/SRV-0003A TRAIN 2 PIL0T S0V-0042B/SRV-00046 TRAIN 2
1B21 | 1H23PL0302B | 1H23PL0302B-16 | 6N762-1 DCM3 | 2 | E | KWA1918AH | E | 0x00170c14 | MAIN STEAM SYSTEM L0GIC DIV II PIL0T S0V-00390/SRV-00030 TRAIN 2 PIL0T S0V-0042C/SRV-0004C TRAIN 2
1B21 | 1H23PL0302B | 1H23PL0302B-17 | 6N762-1 DCM3 | 2 | D | KWA1918AH | D | 0x00171d81 | MAIN STEAM SYSTEM L0GIC DIV II PIL0T S0V-0045A/SRV-0005A TRAIN 1 PIL0T S0V-00450/SRV-0005D TRAIN 1
1B21 | 1H23PL0302B | 1H23PL0302B-18 | 6N762-1 DCM3 | 2 | E | KWA1918AH | D | 0x0018007d | MAIN STEAM SYSTEM L0GIC DIV II PIL0T S0V-0049C/SRV-0006C TRAIN 1 PIL0T S0V-0050B/SRV-00076 TRAIN 2
1B21 | 1H23PL0302B | 1H23PL0302B-19 | 6N762-1 DCM3 | 2 | D | KWA1918AH | D | 0x00170bd9 | MAIN STEAM SYSTEM L0GIC DIV II PIL0T S0V-0045A/SRV-0005A TRAIN 2 PIL0T S0V-00450/SRV-00050 TRAIN 2
1B21 | 1H23PL0302B | 1H23PL0302B-20 | 6N762-1 DCM3 | 2 | E | KWA1918AH | D | 0x0017fd74 | MAIN STEAM SYSTEM L0GIC DIV II PIL0T S0V-0050B/SRV-0007B TRAIN 1 PIL0T S0V-0049C/SRV-0006C TRAIN 2
1B21 | 1H23PL0302B | 1H23PL0302B-27 | 6N762-1 DCM3 | 2 | A | KWA1918AH | B | 0x00162461 | MAIN STEAM SYSTEM L0GIC ANAL0G TRIP SIGNALS DIV II
1B21 | 1H23PL0302C | 1H23PL0302C-03 | 6N762-1 DCM3 | 3 | A | KWA1918AH | B | 0x001624b7 | MAIN STEAM SYSTEM L0GIC ANAL0G TRIP SIGNALS DIV II1
1B21 | 1H23PL0302C | 1H23PL0302C-04 | 6N762-1 DCM3 | 3 | D | KWA1918AH | D | 0x0017ea93 | MAIN STEAM SYSTEM L0GIC DIV II1 PIL0T S0V-00470/SRV-0006D TRAIN 1 PIL0T S0V-0049B/SRV-0006B TRAIN 2
1B21 | 1H23PL0302C | 1H23PL0302C-06 | 6N762-1 DCM3 | 3 | D | KWA1918AH | D | 0x0017ed3c | MAIN STEAM SYSTEM L0GIC DIV II1 PIL0T S0V-0049B/SRV-0006B TRAIN 1 PIL0T SDV-00470/SRV-0006D TRAIN 2
1B21 | 1H23PL0302C | 1H23PL0302C-14 | 6N762-1 DCM3 | 3 | D | KWA1918AH | D | 0x0017ed70 | MAIN STEAM SYSTEM L0GIC DIV II1 PIL0T SDV-0043C/SRV-0004C TRAIN 1 PIL0T SDV-0040A/SRV-0003A TRAIN 2
1B21 | 1H23PL0302C | 1H23PL0302C-16 | 6N762-1 DCM3 | 3 | D | KWA1918AH | D | 0x001806fd | MAIN STEAM SYSTEM L0GIC DIV II1 PIL0T S0V-0040A/SRV-0003A TRAIN 1 PIL0T S0V-0043C/SRV-0004C TRAIN 2
1B21 | 1H23PL0302C | 1H23PL0302C-20 | 6N762-1 DCM3 | 3 | D | KWA1918AH | D | 0x0017ec4e | MAIN STEAM SYSTEM L0GIC DIV III PIL0T SDV-004lA/SRV-0004A TRAIN 1 PIL0T SDV-0044C/SRV-0005C TRAIN 2
1B21 | 1H23PL0302C | 1H23PL0302C-22 | 6N762-1 DCM3 | 3 | E | KWA1918AH | D | 0x0017ef50 | MAIN STEAM SYSTEM L0GIC DIV III PIL0T SDV-0044C/SRV-0005C TRAIN 1 PIL0T SDV-004lA/SRV-0004A TRAIN 2
1B21 | 1H23PL1401A | 1H23PL1401A-02 | 6N762-1 DCM3 | 1 | C | KWA1918AH | C | 0x00162ba7 | MAIN STEAM SYSTEM (MS) L0GIC ADS L0GIC 6 C0NTR0L 0IV I
1B21 | 1H23PL1401A | 1H23PL1401A-08 | 6N762-1 DCM3 | 1 | A | KWA1918AH | B | 0x001672b2 | MAIN STEAM SYSTEM (MS) L0GIC ADS INITIATI0N DIV I
1B21 | 1H23PL1401B | 1H23PL1401B-01 | 6N762-1 DCM3 | 2 | C | KWA1918AH | C | 0x00162abb | MAIN STEAM SYSTEM (MSI L0GIC ADS L0GIC 6 C0NTR0L DIV I1
1B21 | 1H23PL1401B | 1H23PL1401B-33 | 6N762-1 DCM3 | 2 | A | KWA1918AH | B | 0x00167165 | MAIN STEAM SYSTEM (MSI L0GIC ADS INITIATI0N DIV II
1C12 | 1H23PL0501A | 1H23PL0501A-01 | 6N762-1 DCM3 | 1 | B | KWA1918AH | C | 0x00168553 | CTRL R00 DRlVE SY5 L0GlC FMCRD M0NIT0RING
1C12 | 1H23PL0501A | 1H23PL0501A-02 | 6N762-1 DCM3 | 1 | B | KWA1918AH | C | 0x001689dd | CTRL R0D DRlVE SY5 L0GlC FMCRD M0NIT0RING
1C12 | 1H23PL0501A | 1H23PL0501A-03 | 6N762-1 DCM3 | 1 | B | KWA1918AH | C | 0x001689df | CTRL R0D DRlVE SYS L0GIC FMCRD M0NIT0RING
1C12 | 1H23PL0501A | 1H23PL0501A-04 | 6N762-1 DCM3 | 1 | B | KWA1918AH | C | 0x001689e1 | CTRL R0D DRIVE SYS L0GIC FMCRD M0NIT0RING
1C12 | 1H23PL0501A | 1H23PL0501A-05 | 6N762-1 DCM3 | 1 | B | KWA1918AH | C | 0x001689e3 | CTRL R00 DRIVE 5YS L0GlC FMCRD M0NIT0RING
1C12 | 1H23PL0501A | 1H23PL0501A-06 | 6N762-1 DCM3 | 1 | B | KWA1918AH | C | 0x001689e5 | CTRL R0D DRIVE 5YS L0GlC FMCRD M0NIT0RING
1C12 | 1H23PL0501A | 1H23PL0501A-07 | 6N762-1 DCM3 | 1 | B | KWA1918AH | C | 0x001689e7 | CTRL R00 DRlVE 5Y5 L0GlC FMCRD M0NIT0RING
1C12 | 1H23PL0501A | 1H23PL0501A-08 | 6N762-1 DCM3 | 1 | B | KWA1918AH | C | 0x001689e9 | CTRL R0D DRlVE 5YS L0GIC FMCRD M0NIT0RING
1C12 | 1H23PL0501A | 1H23PL0501A-09 | 6N762-1 DCM3 | 1 | B | KWA1918AH | C | 0x001689eb | CTRL R0D DRIVE SY5 L0GlC FMCRD M0NIT0RING
1C12 | 1H23PL0501A | 1H23PL0501A-10 | 6N762-1 DCM3 | 1 | B | KWA1918AH | C | 0x001689e4 | CTRL R0D DRIVE 5YS L0GlC FMCRD M0NIT0RING
1C12 | 1H23PL0501A | 1H23PL0501A-11 | 6N762-1 DCM3 | 1 | B | KWA1918AH | C | 0x001681fe | CTRL R0D 0RIVE SYS L0GIC FMCRD M0NIT0RING
1C12 | 1H23PL0501A | 1H23PL0501A-12 | 6N762-1 DCM3 | 1 | B | KWA1918AH | C | 0x001689e8 | CTRL R0D DRIVE SY5 L0GIC FMCRD M0NIT0RING
1C12 | 1H23PL0501A | 1H23PL0501A-13 | 6N762-1 DCM3 | 1 | B | KWA1918AH | C | 0x001689ea | CTRL R0D DRlVE 5YS L0GIC FMCRD M0NIT0RING
1C12 | 1H23PL0501A | 1H23PL0501A-14 | 6N762-1 DCM3 | 1 | B | KWA1918AH | C | 0x001689ec | CTRL R0D DRIVE 5YS L0GIC FMCRD M0NIT0RING
1C12 | 1H23PL0501A | 1H23PL0501A-15 | 6N762-1 DCM3 | 1 | B | KWA1918AH | C | 0x001689ee | CTRL R00 DRlVE 5Y5 L0GlC FMCRD M0NIT0RIN
1C12 | 1H23PL0501A | 1H23PL0501A-16 | 6N762-1 DCM3 | 1 | B | KWA1918AH | C | 0x001689f0 | CTRL R0D 0RlVE 5Y5 L0GIC FMCRD M0NIT0RING
1C12 | 1H23PL0501A | 1H23PL0501A-17 | 6N762-1 DCM3 | 1 | B | KWA1918AH | C | 0x001689f2 | CTRL R0D DRlVE 5YS L0GlC FMCRD M0NIT0RING
1C12 | 1H23PL0501A | 1H23PL0501A-18 | 6N762-1 DCM3 | 1 | B | KWA1918AH | C | 0x001689f4 | CTRL R0D DRIVE SYS L0GIC FMCRD M0NIT0RING
1C12 | 1H23PL0501A | 1H23PL0501A-19 | 6N762-1 DCM3 | 1 | B | KWA1918AH | C | 0x001689f6 | CTRL R0D 0RlVE SYS L0GIC FMCRD M0NIT0RING
1C12 | 1H23PL0501A | 1H23PL0501A-20 | 6N762-1 DCM3 | 1 | C | KWA1918AH | C | 0x001689f0 | CTRL R00 DRIVE 5YS L0GlC FMCRD M0NIT0RING
1C12 | 1H23PL0501A | 1H23PL0501A-21 | 6N762-1 DCM3 | 1 | B | KWA1918AH | C | 0x00168549 | CTRL R0D DRIVE 5Y5 L0GIC FMCRD N0NIT0RING
1C41 | 1H23PL0303B | 1H23PL0303B-28 | 6N762-1 DCM3 | 2 | A | KWA1918AH | B | 0x00162e3b | STANDBY L38 CTPL SYS L0GIC STAND&Y/TEST SWITCH DISPLAYS DTV 11
1C61 | 1H23PL0302A | 1H23PL0302A-08 | 6N762-1 DCM3 | 1 | B | KWA1918AH | B | 0x00162875 | REM0TE SHUTD0WN SYS L0GIC RHR PUMP lA/SAFETY RELIEF VALVE 1Ell-P-0001A/1B21-SRV-0003D
1C61 | 1H23PL0302B | 1H23PL0302B-21 | 6N762-1 DCM3 | 2 | B | KWA1918AH | B | 0x00162a86 | REM0TE SHUTD0WN SYS L0GIC RHR PUMP 1B, HPCF PUMP 1B 1821-SRV-0004C. BUS 84 SPLY BRKR
1C73 | 1H23PL1401A | 1H23PL1401A-11 | 6N762-1 DCM3 | 1 | C | KWA1918AH | C | 0x001696ba | LEAK DET & ISLN SYS L0GIC DIVISI0N I L0GIC RHR & RCIC IS0LATI0N
1C73 | 1H23PL1401B | 1H23PL1401B-12 | 6N762-1 DCM3 | 2 | C | KWA1918AH | C | 0x00169657 | LEAK DET & ISLN SYS L0GIC DIVISI0N I1 L0GIC RHR & RCIC IS0LATI0N
1C73 | 1H23PL1401C | 1H23PL1401C-03 | 6N762-1 DCM3 | 3 | B | KWA1918AH | C | 0x00167ed0 | LEAK DET & ISLN SYS L0GIC DIVISI0N I11 L0GIC RHR IS0LATI0N
1C73 | 1H23PL1401D | 1H23PL1401D-04 | 6N762-1 DCM3 | 4 | A | KWA1918AH | B | 0x00164002 | LEAK DET & ISLN SYS L0GIC DIVISI0N IV L0GIC MAIN C0ND VACUUM
1C74 | 1H23PL1401A | 1H23PL1401A-05 | 6N762-1 DCM3 | 1 | K | KWA1918AH | E | 0x0016bc9c | SAFETY SYS L0GIC 6 C0NTR0L L0GIC DIV I BPU CHAN 0F SENS0RS BYPASS
1C74 | 1H23PL1401B | 1H23PL1401B-05 | 6N762-1 DCM3 | 2 | K | KWA1918AH | E | 0x0016bb08 | SAFETY SYS L0GIC 6 C0NTR0L L0GIC DIV II BPU CHAN 0F SENS0RS BYPASS
1C74 | 1H23PL1401C | 1H23PL1401C-04 | 6N762-1 DCM3 | 3 | G | KWA1918AH | D | 0x0016b8f2 | SAFETY SYS L0GIC 6 C0NTR0L L0GIC DIV III BPU CHAN 0F SENS0RS BYPASS
1C74 | 1H23PL1401D | 1H23PL1401D-01 | 6N762-1 DCM3 | 4 | D | KWA1918AH | D | 0x001626c0 | SAFETY SYS L0GIC 6 C0NTR0L L0GIC DIV IV BPU CHAN 0F SENS0RS BYPASS
1E11 | 1H23PL0301A | 1H23PL0301A-01 | 6N762-1 DCM3 | 1 | C | KWA1918AH | D | 0x001a4314 | RESIDUAL HEAT REM0VAL SYSTEM RHR 0UT 0F SERVICE L00P A DIV I
1E11 | 1H23PL0301A | 1H23PL0301A-02 | 6N762-1 DCM3 | 1 | B | KWA1918AH | C | 0x0017f4e3 | RESID HEAT RMVL SYS L0GIC SDC SUCTI0N VLV MBV-0011A, DIV I
1E11 | 1H23PL0301A | 1H23PL0301A-03 | 6N762-1 DCM3 | 1 | C | KWA1918AH | C | 0x00176516 | RESIDUAL HEAT REM0VAL SYSTEM HX FL0W C0NTR0L VALVE 1E11-MCV0004A (DIV I)
1E11 | 1H23PL0301A | 1H23PL0301A-04 | 6N762-1 DCM3 | 1 | D | KWA1918AH | D | 0x0017c509 | RHR SYSTEM DIVISI0N I SAMPLING SYSTEM VALVE SBV-0020A PRESSURE EQUAL VALVE ABV-0036A
1E11 | 1H23PL0301A | 1H23PL0301A-05 | 6N762-1 DCM3 | 1 | D | KWA1918AH | D | 0x00177b80 | RESID HEAT RMVL SYS L0GIC WARM-UP S/P ISLN VLV MCV-0023A, DIV I
1E11 | 1H23PL0301A | 1H23PL0301A-06 | 6N762-1 DCM3 | 1 | D | KWA1918AH | D | 0x0017850f | RESID HEAT RMVL SYS L0GIC WARM-UP R/W ISLN VLV MCV-0022A, DIV I
1E11 | 1H23PL0301A | 1H23PL0301A-08 | 6N762-1 DCM3 | 1 | D | KWA1918AH | D | 0x001790e2 | RHR SYSTEM DIVISI0N I SAMPLING SYSTEM VALVE SBV-0019A RPV INJ CHECK VALVE AW-0006A
1E11 | 1H23PL0301A | 1H23PL0301A-09 | 6N762-1 DCM3 | 1 | E | KWA1918AH | D | 0x00186ffa | RESID HEAT RMVL SYS L0GIC RPV INJECTI0N ISLN VLV MBV-0005A, DIV I
1E11 | 1H23PL0301A | 1H23PL0301A-10 | 6N762-1 DCM3 | 1 | D | KWA1918AH | D | 0x00186022 | RESID HEAT RMVL SYS L0GIC RPV INJECTI0N ISLN VLV MBV-0009A, DIV I
1E11 | 1H23PL0301A | 1H23PL0301A-11 | 6N762-1 DCM3 | 1 | F | KWA1918AH | D | 0x00192eb0 | RESIDUAL HEAT REM0VAL SYSTEM MAIN PUMP P-0001A (DIV I)
1E11 | 1H23PL0301A | 1H23PL0301A-12 | 6N762-1 DCM3 | 1 | B | KWA1918AH | B | 0x001797d3 | RESIDUAL HEAT REM0VAL SYSTEM KEEP FILL PUMP P-0002A (DIV I)
1E11 | 1H23PL0301A | 1H23PL0301A-13 | 6N762-1 DCM3 | 1 | C | KWA1918AH | C | 0x0017ca86 | RESID HEAT RMVL SYS L0GIC PASS SYS SAMPLING VLV MBV-0041A, DIV I
1E11 | 1H23PL0301A | 1H23PL0301A-14 | 6N762-1 DCM3 | 1 | D | KWA1918AH | D | 0x0017c200 | RESID HEAT RMVL SYS L0GIC TEST RTN LINE C0NT VLV MCV-0024A, DIV I
1E11 | 1H23PL0301A | 1H23PL0301A-15 | 6N762-1 DCM3 | 1 | C | KWA1918AH | C | 0x00177b51 | RESID HEAT RMVL SYS L0GIC HX BYP FL0W C0NT VLV MCV-0018A, DIV I
1E11 | 1H23PL0301A | 1H23PL0301A-17 | 6N762-1 DCM3 | 1 | D | KWA1918AH | D | 0x0018036a | RESID HEAT RMVL SYS L0GIC FPC SUPPLY LINE VLV MBV-0032A, DIV I
1E11 | 1H23PL0301A | 1H23PL0301A-18 | 6N762-1 DCM3 | 1 | D | KWA1918AH | D | 0x0018037b | RESID HEAT RMVL SYS L0GIC FPC SUPPLY LINE VLV MBV-0033A, DIV I
1E11 | 1H23PL0301A | 1H23PL0301A-19 | 6N762-1 DCM3 | 1 | D | KWA1918AH | D | 0x0017d9e3 | RESID HEAT RMVL SYS L0GIC WARM-UP ISLN VLV MBV-0021A, DIV I
1E11 | 1H23PL0301A | 1H23PL0301A-20 | 6N762-1 DCM3 | 1 | C | KWA1918AH | C | 0x0017c9ac | RESID HEAT RMVL SYS L0GIC PASS SYS SAMPLING VLV MBV-0040A, DIV I
1E11 | 1H23PL0301A | 1H23PL0301A-21 | 6N762-1 DCM3 | 1 | D | KWA1918AH | C | 0x001872cf | RESID HEAT RMVL SYS L0GIC MIN FL0W ISLN VLV MBV-0017A, DIV I
1E11 | 1H23PL0301A | 1H23PL0301A-22 | 6N762-1 DCM3 | 1 | D | KWA1918AH | D | 0x001894b2 | RESID HEAT RMVL SYS L0GIC SDC SUCTI0N ISLN VLV MBV-00l0C, DIV I
1E11 | 1H23PL0301A | 1H23PL0301A-23 | 6N762-1 DCM3 | 1 | C | KWA1918AH | C | 0x0017f94e | RESIDUAL HEAT REM0VAL SYSTEM SP SUCTI0N IS0LATI0N VALVE 1Ell-MBV0001A (DIV I)
1E11 | 1H23PL0301B | 1H23PL0301B-01 | 6N762-1 DCM3 | 2 | E | KWA1918AH | D | 0x0017ca1f | RESIDUAL HEAT REM0VAL SYSTEM DW SPRAY LINE C0NTR0L VALVE MCV-0028B (DIV I1)
1E11 | 1H23PL0301B | 1H23PL0301B-02 | 6N762-1 DCM3 | 2 | E | KWA1918AH | D | 0x001844fe | RESIDUAL HEAT REM0VAL SYSTEM WETWELL SPRAY C0NTR0L VALVE MBV-0026B (DIV I1)
1E11 | 1H23PL0301B | 1H23PL0301B-03 | 6N762-1 DCM3 | 2 | D | KWA1918AH | D | 0x0017ca7a | RHR SYSTEM DIVISI0N I1 SAMPLING SYSTEM VALVE SBV-0019B PRESSURE EQUAL VALVE ABV-0036B
1E11 | 1H23PL0301B | 1H23PL0301B-04 | 6N762-1 DCM3 | 2 | D | KWA1918AH | D | 0x0017888d | RESID HEAT RMVL SYS L0GIC WARM-UP R/w ISLN VLV MCV-0022B, DIV II
1E11 | 1H23PL0301B | 1H23PL0301B-05 | 6N762-1 DCM3 | 2 | D | KWA1918AH | D | 0x00177cf5 | RESID HEAT RMVL SYS L0GIC WARM-UP S/P ISLN VLV MCV-0023B, DIV II
1E11 | 1H23PL0301B | 1H23PL0301B-06 | 6N762-1 DCM3 | 2 | E | KWA1918AH | D | 0x0017c53b | RESID HEAT RMVL SYS L0GIC TEST RTN LINE C0NT VLV MCV-0024B, DIV 2
1E11 | 1H23PL0301B | 1H23PL0301B-07 | 6N762-1 DCM3 | 2 | E | KWA1918AH | D | 0x00184b58 | RESID HEAT RMVL SYS L0GIC DRYWELL SPRAY ISLN VLV MBV-0029B, DIV II
1E11 | 1H23PL0301B | 1H23PL0301B-08 | 6N762-1 DCM3 | 2 | D | KWA1918AH | D | 0x001794fc | RHR SYSTEM DIVISI0N I1 SAMPLING SYSTEM VALVE SBV-0020B RPV INJ CHECK VALVE AW-0006B
1E11 | 1H23PL0301B | 1H23PL0301B-09 | 6N762-1 DCM3 | 2 | C | KWA1918AH | C | 0x00186f88 | RESID HEAT RMVL SYS L0GIC RPV INJECTI0N ISLN VLV MBV-0005B, DIV 2
1E11 | 1H23PL0301B | 1H23PL0301B-10 | 6N762-1 DCM3 | 2 | C | KWA1918AH | C | 0x00185e81 | RESID HEAT RMVL SYS L0GIC RPV INJECTI0N ISLN VLV MBV-0009B, DIV 2
1E11 | 1H23PL0301B | 1H23PL0301B-11 | 6N762-1 DCM3 | 2 | G | KWA1918AH | A | 0x001933f7 | RESIDUAL HEAT REM0VAL SYSTEM MAIN PUMP P-0001B (DIV I1)
1E11 | 1H23PL0301B | 1H23PL0301B-12 | 6N762-1 DCM3 | 2 | B | KWA1918AH | B | 0x00179aba | RESIDUAL HEAT REM0VAL SYSTEM KEEP FILL PUMP P-0002B (DIV I1)
1E11 | 1H23PL0301B | 1H23PL0301B-13 | 6N762-1 DCM3 | 2 | D | KWA1918AH | D | 0x0017dd5a | RESID HEAT RMVL SYS L0GIC WARM-UP ISLN VLV MBV-0021B, DIV II
1E11 | 1H23PL0301B | 1H23PL0301B-17 | 6N762-1 DCM3 | 2 | D | KWA1918AH | D | 0x00180474 | RESID HEAT RMVL SYS L0GIC FPC SUPPLY LINE VLV MBV-0033B, DIV II
1E11 | 1H23PL0301B | 1H23PL0301B-18 | 6N762-1 DCM3 | 2 | D | KWA1918AH | D | 0x00180457 | RESID HEAT RMVL SYS L0GIC FPC SUPPLY LINE VLV MBV-0032B, DIV II
1E11 | 1H23PL0301B | 1H23PL0301B-19 | 6N762-1 DCM3 | 2 | E | KWA1918AH | D | 0x00195705 | RESID HEAT RMVL SYS L0GIC SDC SUCTI0N ISLN VLV MBV-00l0A, DIV II
1E11 | 1H23PL0301B | 1H23PL0301B-20 | 6N762-1 DCM3 | 2 | C | KWA1918AH | C | 0x0017654a | RESIDUAL HEAT REM0VAL SYSTEM HX FL0W C0NTR0L VALVE (DIV I1) 1Ell-MCV0004B
1E11 | 1H23PL0301B | 1H23PL0301B-21 | 6N762-1 DCM3 | 2 | C | KWA1918AH | C | 0x0017fec0 | RESID HEAT RMVL SYS L0GIC SDC SUCTI0N VLV MBV-00llB, DIV II
1E11 | 1H23PL0301B | 1H23PL0301B-22 | 6N762-1 DCM3 | 2 | C | KWA1918AH | C | 0x00177ce9 | RESID HEAT RMVL SYS L0GIC HX BYP FL0W C0NT VLV MCV-0018B, DIV II
1E11 | 1H23PL0301B | 1H23PL0301B-25 | 6N762-1 DCM3 | 2 | D | KWA1918AH | C | 0x0018739c | RESID HEAT RMVL SYS L0GIC MIN FL0W ISLN VLV MBV-0017B, DIV II
1E11 | 1H23PL0301B | 1H23PL0301B-26 | 6N762-1 DCM3 | 2 | C | KWA1918AH | C | 0x0017fab1 | RESIDUAL HEAT REM0VAL SYSTEM SP SUCTI0N IS0LATI0N VALVE 1Ell-MBV0001B (DIV I1)
1E11 | 1H23PL0301C | 1H23PL0301C-01 | 6N762-1 DCM3 | 3 | D | KWA1918AH | D | 0x0018936e | RESID HEAT RMVL SYS L0GIC SDC SUCTI0N ISLN VLV MBV-00l0B, DIV III
1E11 | 1H23PL0301C | 1H23PL0301C-02 | 6N762-1 DCM3 | 3 | C | KWA1918AH | C | 0x0017fb79 | RESID HEAT RMVL SYS L0GIC SDC SUCTI0N VLV MBV-00llC, DIV III
1E11 | 1H23PL0301C | 1H23PL0301C-04 | 6N762-1 DCM3 | 3 | C | KWA1918AH | C | 0x00185f2e | RESID HEAT RMVL SYS L0GIC RPV INJECTI0N ISLN VLV MBV-0009C, DIV 3
1E11 | 1H23PL0301C | 1H23PL0301C-05 | 6N762-1 DCM3 | 3 | D | KWA1918AH | D | 0x001805ad | RESID HEAT RMVL SYS L0GIC FPC SUPPLY LINE VLV MBV-0033C, DIV III
1E11 | 1H23PL0301C | 1H23PL0301C-06 | 6N762-1 DCM3 | 3 | C | KWA1918AH | C | 0x0017fab1 | RESIDUAL HEAT REM0VAL SYSTEM SP SUCTI0N IS0LATI0N VALVE 1E11-MBV0001C (DIV I11)
1E11 | 1H23PL0301C | 1H23PL0301C-08 | 6N762-1 DCM3 | 3 | B | KWA1918AH | B | 0x001798b7 | RESIDUAL HEAT REM0VAL SYSTEM KEEP FILL PUMP P-0002C (DIV I11)
1E11 | 1H23PL0301C | 1H23PL0301C-09 | 6N762-1 DCM3 | 3 | C | KWA1918AH | C | 0x00176544 | RESIDUAL HEAT REM0VAL SYSTEM HX FL0W C0NTR0L VALVE 1E11-MCV0004C (DIV I11)
1E11 | 1H23PL0301C | 1H23PL0301C-10 | 6N762-1 DCM3 | 3 | F | KWA1918AH | D | 0x001858e1 | RESID HEAT RMVL SYS L0GIC DRYWELL SPRAY ISLN VLV MBV-0029C, DIV III
1E11 | 1H23PL0301C | 1H23PL0301C-11 | 6N762-1 DCM3 | 3 | D | KWA1918AH | D | 0x001abd40 | RESIDUAL HEAT REM0VAL SYSTEM RHR 0UT 0F SERVICE L00P C DIV III
1E11 | 1H23PL0301C | 1H23PL0301C-12 | 6N762-1 DCM3 | 3 | D | KWA1918AH | D | 0x0017c722 | RHR SYSTEM DIVISI0N I11 SAMPLING SYSTEM VALVE SBV-0019C PRESSURE EQUAL VALVE ABV-0036C
1E11 | 1H23PL0301C | 1H23PL0301C-13 | 6N762-1 DCM3 | 3 | D | KWA1918AH | D | 0x00180595 | RESID HEAT RMVL SYS L0GIC FPC SUPPLY LINE VLV MBV-0032C, DIV III
1E11 | 1H23PL0301C | 1H23PL0301C-14 | 6N762-1 DCM3 | 3 | E | KWA1918AH | D | 0x00185638 | RESIDUAL HEAT REM0VAL SYSTEM WETWELL SPRAY C0NTR0L VALVE MBV-0026C (DIV I11)
1E11 | 1H23PL0301C | 1H23PL0301C-17 | 6N762-1 DCM3 | 3 | F | KWA1918AH | D | 0x0017c928 | RESIDUAL HEAT REM0VAL SYSTEM DW SPRAY LINE C0NTR0L VALVE MCV-0028C (DIV I11)
1E11 | 1H23PL0301C | 1H23PL0301C-18 | 6N762-1 DCM3 | 3 | E | KWA1918AH | D | 0x00177ca1 | RESID HEAT RMVL SYS L0GIC WARM-UP S/P ISLN VLV MCV-0023C, DIV III
1E11 | 1H23PL0301C | 1H23PL0301C-19 | 6N762-1 DCM3 | 3 | D | KWA1918AH | D | 0x001785d7 | RESID HEAT RMVL SYS L0GIC WARM-UP R/W ISLN VLV MCV-0022C, DIV III
1E11 | 1H23PL0301C | 1H23PL0301C-20 | 6N762-1 DCM3 | 3 | C | KWA1918AH | C | 0x001790a2 | RHR SYSTEM DIVISI0N I11 SAMPLING SYSTEM VALVE SBV-0020C RPV INJ CHECK VALVE AW-0006C
1E11 | 1H23PL0301C | 1H23PL0301C-21 | 6N762-1 DCM3 | 3 | D | KWA1918AH | C | 0x001874fd | RESID HEAT RMVL SYS L0GIC MIN FL0W ISLN VLV MBV-0017C, DIV III
1E11 | 1H23PL0301C | 1H23PL0301C-22 | 6N762-1 DCM3 | 3 | D | KWA1918AH | D | 0x0017d15b | RESID HEAT RMVL SYS L0GIC TEST RTN LINE C0NT VLV MCV-0024C, DIV 3
1E11 | 1H23PL0301C | 1H23PL0301C-23 | 6N762-1 DCM3 | 3 | G | KWA1918AH | A | 0x00193425 | RESIDUAL HEAT REM0VAL SYSTEM MAIN PUMP P-0001C (DIV I11)
1E11 | 1H23PL0301C | 1H23PL0301C-24 | 6N762-1 DCM3 | 3 | C | KWA1918AH | C | 0x00177d49 | RESID HEAT RMVL SYS L0GIC HX BYP FL0W C0NT VLV MCV-0018C, DIV III
1E11 | 1H23PL0301C | 1H23PL0301C-25 | 6N762-1 DCM3 | 3 | D | KWA1918AH | D | 0x0017db6d | RESID HEAT RMVL SYS L0GIC WARM-UP ISLN VLV MBV-0021C, DIV III
1E11 | 1H23PL0301C | 1H23PL0301C-26 | 6N762-1 DCM3 | 3 | D | KWA1918AH | C | 0x00186f96 | RESID HEAT RMVL SYS L0GIC RPV INJECTI0N ISLN VLV MBV-0005C, DIV 3
1E11 | 1H23PL1401A | 1H23PL1401A-03 | 6N762-1 DCM3 | 1 | D | KWA1918AH | B | 0x0017e9e7 | RESIDUAL HEAT REM0VAL SYSTEM MANUAL M0DE SWITCHES DIV I
1E11 | 1H23PL1401A | 1H23PL1401A-04 | 6N762-1 DCM3 | 1 | D | KWA1918AH | A | 0x0017ca5e | RESIDUAL HEAT REM0VAL SYSTEM L00P A VALVE TESTING SIGNALS AND SPC M0DES DIV I
1E11 | 1H23PL1401A | 1H23PL1401A-06 | 6N762-1 DCM3 | 1 | E | KWA1918AH | A | 0x0018914d | RESIDUAL HEAT REM0VAL SYSTEM L00P A STANDBY, LPFL, TEST, SPC M0DES DIV I
1E11 | 1H23PL1401A | 1H23PL1401A-16 | 6N762-1 DCM3 | 1 | C | KWA1918AH | C | 0x00180a12 | RESIDUAL HEAT REM0VAL SYSTEM MISCELLANE0US L00P A DIV I L0GIC
1E11 | 1H23PL1401A | 1H23PL1401A-20 | 6N762-1 DCM3 | 1 | F | KWA1918AH | D | 0x00195537 | RESIDUAL HEAT REM0VAL SYSTEM MANUAL M0DE SWITCHES DIV I
1E11 | 1H23PL1401A | 1H23PL1401A-21 | 6N762-1 DCM3 | 1 | C | KWA1918AH | C | 0x0019a8a4 | RESIDUAL HEAT REM0VAL SYSTEM MANUAL M0DE SWITCHES DIV I
1E11 | 1H23PL1401A | 1H23PL1401A-22 | 6N762-1 DCM3 | 1 | D | KWA1918AH | A | 0x00180c9b | RESIDUAL HEAT REM0VAL SYSTEM MANUAL M0DE SWITCHES DIV I
1E11 | 1H23PL1401B | 1H23PL1401B-02 | 6N762-1 DCM3 | 2 | D | KWA1918AH | C | 0x00181e62 | RESIDUAL HEAT REM0VAL SYSTEM MISCELLANE0US L00P B DIV II L0GIC
1E11 | 1H23PL1401B | 1H23PL1401B-04 | 6N762-1 DCM3 | 2 | F | KWA1918AH | C | 0x0018a92c | RESIDUAL HEAT REM0VAL SYSTEM MANUAL M0DE SWITCHES DIV II
1E11 | 1H23PL1401B | 1H23PL1401B-07 | 6N762-1 DCM3 | 2 | F | KWA1918AH | A | 0x0018c349 | RESIDUAL HEAT REM0VAL SYSTEM L00P B STANDBY,LPFL,TEST,SPC WW/DW SPRAY M0DES DIV II
1E11 | 1H23PL1401B | 1H23PL1401B-16 | 6N762-1 DCM3 | 2 | H | KWA1918AH | A | 0x00194f17 | RESIDUAL HEAT REM0VAL SYSTEM MANUAL M0DE SWITCHES DIV II
1E11 | 1H23PL1401B | 1H23PL1401B-17 | 6N762-1 DCM3 | 2 | D | KWA1918AH | A | 0x0017e0ef | RESIDUAL HEAT REM0VAL SYSTEM L00P B 0VERL0AD BYPASS TEST AND SPC M0DES DIV II
1E11 | 1H23PL1401B | 1H23PL1401B-18 | 6N762-1 DCM3 | 2 | C | KWA1918AH | C | 0x0019ce8c | RESIDUAL HEAT REM0VAL SYSTEM MANUAL M0DE SWITCHES DIV II
1E11 | 1H23PL1401B | 1H23PL1401B-19 | 6N762-1 DCM3 | 2 | F | KWA1918AH | A | 0x0019b432 | RESIDUAL HEAT REM0VAL SYSTEM MANUAL M0DE SWITCHES DIV II
1E11 | 1H23PL1401B | 1H23PL1401B-30 | 6N762-1 DCM3 | 2 | C | KWA1918AH | C | 0x001ac487 | RESIDUAL HEAT REM0VAL SYSTEM RHR 0UT 0F SERVICE L00P B DIV II
1E11 | 1H23PL1401C | 1H23PL1401C-01 | 6N762-1 DCM3 | 3 | F | KWA1918AH | A | 0x001a361f | RESIDUAL HEAT REM0VAL SYSTEM L00P C STANDBY,LPFL,TEST,SPC wW/DW SPRAY M0DES DIV III
1E11 | 1H23PL1401C | 1H23PL1401C-05 | 6N762-1 DCM3 | 3 | F | KWA1918AH | C | 0x00197414 | RESIDUAL HEAT REM0VAL SYSTEM MANUAL M0DE SWITCHES DIV III
1E11 | 1H23PL1401C | 1H23PL1401C-06 | 6N762-1 DCM3 | 3 | B | KWA1918AH | C | 0x001977f4 | RESIDUAL HEAT REM0VAL SYSTEM MANUAL M0DE SWITCHES DIV III
1E11 | 1H23PL1401C | 1H23PL1401C-07 | 6N762-1 DCM3 | 3 | G | KWA1918AH | A | 0x001a5200 | RESIDUAL HEAT REM0VAL SYSTEM MANUAL M0DE SWITCHES DIV III
1E11 | 1H23PL1401C | 1H23PL1401C-08 | 6N762-1 DCM3 | 3 | C | KWA1918AH | C | 0x0018158a | RESIDUAL HEAT REM0VAL SYSTEM MISCELLANE0US L00P C DIV III L0GIC
1E11 | 1H23PL1401C | 1H23PL1401C-11 | 6N762-1 DCM3 | 3 | C | KWA1918AH | B | 0x0017ef8f | RESIDUAL HEAT REM0VAL SYSTEM MANUAL M0DE SWITCHES DIV III
1E22 | 1H23PL0302B | 1H23PL0302B-02 | 6N762-1 DCM3 | 2 | D | KWA1918AH | D | 0x0017da7d | HP C0RE FL00DER SYS - L0GIC TEST RTN FL0W C0NT DIV II MCV-0009B
1E22 | 1H23PL0302B | 1H23PL0302B-12 | 6N762-1 DCM3 | 2 | E | KWA1918AH | F | 0x0018affa | HP C0RE FL00DER SYS - L0GIC RPV INJ ISLN VLV DIV II MBV-0004B
1E22 | 1H23PL0302B | 1H23PL0302B-22 | 6N762-1 DCM3 | 2 | F | KWA1918AH | D | 0x0019128d | HP C0RE FL00DER SYS L0GIC HPCF PUMP, DIV I1, P-0001B
1E22 | 1H23PL0302B | 1H23PL0302B-23 | 6N762-1 DCM3 | 2 | D | KWA1918AH | D | 0x0018bfb8 | HP C0RE FL00DER SYS - L0GIC S/P PMP SUCTI0N VLV DIV II MBV-0007B
1E22 | 1H23PL0302B | 1H23PL0302B-24 | 6N762-1 DCM3 | 2 | D | KWA1918AH | D | 0x0018faa7 | HP C0RE FL00DER SYS - L0GIC PMP MIN FL0W VLV DIV II MBV-0010B
1E22 | 1H23PL0302B | 1H23PL0302B-25 | 6N762-1 DCM3 | 2 | A | KWA1918AH | B | 0x00170422 | HP C0RE FL00DER SYS L0GIC RPV INJ AND EQLG INBD PCV ISLN DIV II AW-0005B AND ABV-0020B
1E22 | 1H23PL0302B | 1H23PL0302B-26 | 6N762-1 DCM3 | 2 | C | KWA1918AH | D | 0x001866c9 | HP C0RE FL00DER SYS - L0GIC CST PMP SUCT VLV DIV II MBV-0001B
1E22 | 1H23PL0304C | 1H23PL0304C-03 | 6N762-1 DCM3 | 3 | B | KWA1918AH | C | 0x00186828 | HP C0RE FL00DER SYS - L0GIC CST PMP SUCT VLV DIV III MBV-0001C
1E22 | 1H23PL0304C | 1H23PL0304C-11 | 6N762-1 DCM3 | 3 | C | KWA1918AH | C | 0x0018c003 | HP C0RE FL00DER SYS - L0GIC S/P PMP SUCTI0N VLV DIV III MBV-0007C
1E22 | 1H23PL0304C | 1H23PL0304C-13 | 6N762-1 DCM3 | 3 | D | KWA1918AH | C | 0x0018fb44 | HP C0RE FL00DER SYS - L0GIC PMP MIN FL0W VLV DIV III MBV-0010C
1E22 | 1H23PL0304C | 1H23PL0304C-14 | 6N762-1 DCM3 | 3 | B | KWA1918AH | C | 0x0017dab5 | HP C0RE FL00DER SYS - L0GIC TEST RTN FL0W C0NT DIV III MCV-0009C
1E22 | 1H23PL0304C | 1H23PL0304C-20 | 6N762-1 DCM3 | 3 | F | KWA1918AH | F | 0x001758d0 | HP C0RE FL00DER SYS L0GIC RPV INJ INBD PCV ISLN DIV III AW-0005C & L00P C INITIATI0N
1E22 | 1H23PL0304C | 1H23PL0304C-21 | 6N762-1 DCM3 | 3 | D | KWA1918AH | E | 0x0018b264 | HP C0RE FL00DER SYS - L0GIC RPV INJ ISLN VLV DIV III MBV-0004C
1E22 | 1H23PL0304C | 1H23PL0304C-22 | 6N762-1 DCM3 | 3 | G | KWA1918AH | D | 0x00191623 | HP C0RE FL00DER SYS L0GIC HPCF PUMP DIV I11, P-0001C
1E22 | 1H23PL0304C | 1H23PL0304C-23 | 6N762-1 DCM3 | 3 | B | KWA1918AH | C | 0x001667a6 | HP C0RE FL00DER SYS L0GIC EQLG INBD ISLN DIV III ABV-0020C
1E22 | 1H23PL1401B | 1H23PL1401B-29 | 6N762-1 DCM3 | 2 | J | KWA1918AH | F | 0x00199d4f | HP C0RE FL00DER SYS L0GIC L00P B STATUS,INITIATI0N,00S DIV II
1E51 | 1H23PL0302B | 1H23PL0302B-10 | 6N762-1 DCM3 | 2 | D | KWA1918AH | A | 0x0019215f | RX C0RE ISLN CLG L0GIC (RCIC) STM SP LN 0B ISLN VLV MBV-0102, DIV II
1E51 | 1H23PL0303A | 1H23PL0303A-01 | 6N762-1 DCM3 | 1 | F | KWA1918AH | A | 0x001819c0 | RX C0RE ISLN CLG L0GIC (RCIC) ACC TNK DRN AND STMP INL TRAP BYP VLV ABV-0118 AND SBV-0141, DIV I
1E51 | 1H23PL0303A | 1H23PL0303A-02 | 6N762-1 DCM3 | 1 | D | KWA1918AH | A | 0x0017a93a | RX C0RE ISLN CLG L0GIC (RCIC) KEEP FILL PUMP P-0003, DIV I
1E51 | 1H23PL0303A | 1H23PL0303A-03 | 6N762-1 DCM3 | 1 | F | KWA1918AH | A | 0x00181aca | RX C0RE ISLN CLG L0GIC (RCIC) ACC TNK DRN AND STMP INL TRAP BYP VLV ABV-0114 AND SBV-0142, DIV I
1E51 | 1H23PL0303A | 1H23PL0303A-05 | 6N762-1 DCM3 | 1 | C | KWA1918AH | C | 0x0018518e | RX C0RE ISLN CLG L0GIC (RCIC) INJECTI0N VLV MBV-0004, DIV I
1E51 | 1H23PL0303A | 1H23PL0303A-06 | 6N762-1 DCM3 | 1 | C | KWA1918AH | C | 0x0018d5c1 | RX C0RE ISLN CLG L0GIC (RCIC) MIN FL0W BYP VLV MBV-0010 DIV I
1E51 | 1H23PL0303A | 1H23PL0303A-09 | 6N762-1 DCM3 | 1 | C | KWA1918AH | D | 0x00182153 | RX C0RE ISLN CLG L0GIC (RCIC) CNDS ST0R TNK SUCT VLV MBV-0001, DIV I
1E51 | 1H23PL0303A | 1H23PL0303A-10 | 6N762-1 DCM3 | 1 | C | KWA1918AH | C | 0x00187504 | RX C0RE ISLN CLG L0GIC (RCIC) SUPP P00L SUCT VLV MBV-0006 DIV I
1E51 | 1H23PL0303A | 1H23PL0303A-13 | 6N762-1 DCM3 | 1 | C | KWA1918AH | C | 0x00186267 | RX C0RE ISLN CLG L0GIC (RCIC) STM SPLY T0 TURB VLV MBV-0103, DIV I
1E51 | 1H23PL0303A | 1H23PL0303A-14 | 6N762-1 DCM3 | 1 | B | KWA1918AH | C | 0x0017d2ce | RX C0RE ISLN CLG L0GIC (RCIC) TURB EXHAUST T0 S/P VLV MBV-0107, DIV I
1E51 | 1H23PL0303A | 1H23PL0303A-17 | 6N762-1 DCM3 | 1 | C | KWA1918AH | A | 0x00186e21 | RX C0RE ISLN CLG L0GIC (RCIC) STM LN WRMUP VLV MBV-0109, DIV I
1E51 | 1H23PL0303A | 1H23PL0303A-18 | 6N762-1 DCM3 | 1 | B | KWA1918AH | C | 0x0016e57a | RX C0RE ISLN CLG L0GIC (RCIC) TESTABLE CHECK VLV AW-0005 DIV I
1E51 | 1H23PL0303A | 1H23PL0303A-20 | 6N762-1 DCM3 | 1 | B | KWA1918AH | C | 0x001744b0 | RX C0RE ISLN CLG L0GIC (RCIC) DR P0T SYS ISLN VLV ABV-0115 AND EQUILIZATI0N VLV ABV-0044, DIV I
1E51 | 1H23PL0303A | 1H23PL0303A-22 | 6N762-1 DCM3 | 1 | C | KWA1918AH | D | 0x0017c450 | RX C0RE ISLN CLG L0GIC (RCIC) TEST BYPASS VLV MCV-0008 DIV I
1E51 | 1H23PL0303A | 1H23PL0303A-25 | 6N762-1 DCM3 | 1 | C | KWA1918AH | A | 0x00186dd2 | RX C0RE ISLN CLG L0GIC (RCIC) STM LN INBD ISLN VLV MBV-0101, DIV I
1E51 | 1H23PL0303A | 1H23PL0303A-26 | 6N762-1 DCM3 | 1 | D | KWA1918AH | A | 0x00173a36 | RX C0RE ISLN CLG L0GIC (RCIC) RCIC TURBINE INTERFACE DIV I
1E51 | 1H23PL0303A | 1H23PL0303A-28 | 6N762-1 DCM3 | 1 | B | KWA1918AH | B | 0x001629a7 | RX C0RE ISLN CLG L0GIC (RCIC) RCIC TURBINE INTERFACE DIV I
1E51 | 1H23PL1401A | 1H23PL1401A-01 | 6N762-1 DCM3 | 1 | F | KWA1918AH | D | 0x001921ed | RX C0RE ISLN CLG L0GIC (RCIC) AUT0 INIT/SHUTD0WN, RTN T0 STBY SYSTEM TEST
1E51 | 1H23PL1401B | 1H23PL1401B-03 | 6N762-1 DCM3 | 2 | A | KWA1918AH | B | 0x0016271b | RX C0RE ISLN CLG L0GIC (RCIC) STM SP LN 0B VLV MBV-0102 DIV II
1G31 | 1H23PL0302A | 1H23PL0302A-04 | 6N762-1 DCM3 | 1 | D | KWA1918AH | D | 0x00188577 | RX WTR CLNUP SYS L0GIC 0UTB0ARD IS0 VALVE MBV-0004 DIV I
1G31 | 1H23PL0302A | 1H23PL0302A-23 | 6N762-1 DCM3 | 1 | E | KWA1918AH | E | 0x0017f4f1 | AX WTR CLNUP SYS L0GIC VESSEL SPRAY ISLN VLV MBV-0021 DIV I
1G31 | 1H23PL0302A | 1H23PL0302A-24 | 6N762-1 DCM3 | 1 | C | KWA1918AH | C | 0x00181810 | RX WTR CLEANUP SYS L0GIC RPV SAMPLE 0UTED ISLN VALVE ABV-0031 DIV I
1G31 | 1H23PL0303B | 1H23PL0303B-23 | 6N762-1 DCM3 | 2 | D | KWA1918AH | E | 0x001872ff | RX WTR CLNUP SYS L0GIC INB0ARD IS0 VALVE MBV-0003 DIV II
1G31 | 1H23PL0303B | 1H23PL0303B-24 | 6N762-1 DCM3 | 2 | B | KWA1918AH | C | 0x001815ea | RX WTR CLEANUP SYS L0GIC RPV SAMPLE INB0 ISLN VALVE ABV-0030 DIV II
1G51 | 1H23PL0303B | 1H23PL0303B-03 | 6N762-1 DCM3 | 2 | C | KWA1918AH | D | 0x001801da | SP CLEANUP SYS L0GIC DIV II SP RTN 0UTBD ISLN VLV MBV-0008
1G51 | 1H23PL0303B | 1H23PL0303B-10 | 6N762-1 DCM3 | 2 | C | KWA1918AH | D | 0x001887df | SP CLEANUP SYS L0GIC DIV II SP PRI 0UTBD ISLN VLV MBV-0001
1G51 | 1H23PL0306A | 1H23PL0306A-16 | 6N762-1 DCM3 | 1 | C | KWA1918AH | C | 0x001880e5 | SP CLEANUP SYS L0GIC 0IV I SP SEC 0UTBD ISLN VLV MBV-0002
1K11 | 1H23PL0303B | 1H23PL0303B-22 | 6N762-1 DCM3 | 2 | C | KWA1918AH | D | 0x00185f5f | M0T0R 0PERRTE0 VRLVE MBV-0006 0RYWELL LCW SUMP 15LN VRLVE
1K11 | 1H23PL0303B | 1H23PL0303B-27 | 6N762-1 DCM3 | 2 | C | KWA1918AH | D | 0x0017d27f | M0T0R 0PERRTE0 VALVE MBV-0067 DRYWELL HCW SUMP ISLN VRLVE
1K11 | 1H23PL0306A | 1H23PL0306A-17 | 6N762-1 DCM3 | 1 | C | KWA1918AH | D | 0x00186200 | M0T0R 0PERRTE0 VRLVE MBV-006B 0RYWELL HCW SUMP ISLN VRLVE
1K11 | 1H23PL0306A | 1H23PL0306A-18 | 6N762-1 DCM3 | 1 | E | KWA1918AH | F | 0x00185ed8 | M0T0R 0PERRTE0 VRLVE MBV-0007 0RYWELL LCU SUMP ISLN VRLVE
1K11 | 1H23PL1302A | 1H23PL1302A-01 | 6N762-1 DCM3 | 1 | A | KWA1918AH | B | 0x0016bfa3 | REBCW HX R00M Ill LEVEL HIGH LS-0049R1. R2, R3 RN0 A4
1K11 | 1H23PL1303B | 1H23PL1303B-03 | 6N762-1 DCM3 | 2 | A | KWA1918AH | B | 0x0016bcd3 | REBCW HX R00M 121 LEVEL HIGH L5-0051B1, B2,B3 RND B4
1P21 | 1H12PL1209C | 1H12PL1209C-02 | 6N762-1 DCM3 | 2 | B | KWA1918AH | C | 0x00173be6 | RB CLG WATER SYSTEM L0GIC 0VERL0AD BYPASS TEST DIVISI0N B
1P21 | 1H12PL1309C | 1H12PL1309C-07 | 6N762-1 DCM3 | 3 | A | KWA1918AH | B | 0x00172e8f | RB CLG WATER SYSTEM L0GIC 0VERL0AD BYPASS TEST 0IVISI0N C
1P21 | 1H23PL0306B | 1H23PL0306B-11 | 6N762-1 DCM3 | 2 | A | KWA1918AH | B | 0x0017226c | RB CLG WATER SYS L0GIC (DIV A) INBD TEST ISLN VLV ABV-0124A
1P21 | 1H23PL1303B | 1H23PL1303B-01 | 6N762-1 DCM3 | 2 | F | KWA1918AH | D | 0x00184e86 | RB CLG WATER SYS L0GIC (DIV B) RBCW HX 0UTLET VALVE MBV-000681
1P21 | 1H23PL1303B | 1H23PL1303B-02 | 6N762-1 DCM3 | 2 | E | KWA1918AH | C | 0x00184d5b | RB CLG WATER SYS L0GIC (DIV B) RBCW HX 0UTLET VALVE MBV-0006B2
1P21 | 1H23PL1303B | 1H23PL1303B-05 | 6N762-1 DCM3 | 2 | E | KWA1918AH | C | 0x00184d6d | RB CLG WATER SYS L0GIC (DIV 8) RBCW HX 0UTLET VALVE MVB-0006B3
1P21 | 1H23PL1303B | 1H23PL1303B-06 | 6N762-1 DCM3 | 2 | B | KWA1918AH | C | 0x00181079 | RB CLG WATER SYS L0GIC (DIV B) N0N-SFTY SPLY ISLN VLVS ABV-0058Bl AND ABV-005882
1P21 | 1H23PL1303B | 1H23PL1303B-07 | 6N762-1 DCM3 | 2 | C | KWA1918AH | C | 0x00180ab9 | RB CLG WATER SYS L0GIC (DIV B) ECW CHILLER 182 ISLN VLV MBV-0 15782
1P21 | 1H23PL1303B | 1H23PL1303B-10 | 6N762-1 DCM3 | 2 | B | KWA1918AH | C | 0x00186475 | RB CLG WATER SYSTEM L0GIC MBV-00608
1P21 | 1H23PL1303B | 1H23PL1303B-11 | 6N762-1 DCM3 | 2 | B | KWA1918AH | C | 0x001864af | RB CLG WATER SYSTEM L0GIC MBV-0 1028
1P21 | 1H23PL1303B | 1H23PL1303B-12 | 6N762-1 DCM3 | 2 | C | KWA1918AH | C | 0x00180c18 | RB CLG WATER SYS L0GIC (DIV B) ECW CHILLER lB1 ISLN VLV MBV-0 1578 1
1P24 | 1H23PL0602A | 1H23PL0602A-03 | 6N762-1 DCM3 | 1 | C | KWA1918AH | D | 0x00171868 | N0RM CHILLED WTR SYS L0GIC 0VERL0AD BYPASS TEST DIVISI0N I
1P24 | 1H23PL0602A | 1H23PL0602A-17 | 6N762-1 DCM3 | 1 | B | KWA1918AH | C | 0x0018c0bc | N0RM CHILLED WTR SYS L0GIC DW CLG INLET 0UTBD ISLN VLV MBV-0062 (DIV I) TRAIN 1
1P24 | 1H23PL0602A | 1H23PL0602A-18 | 6N762-1 DCM3 | 1 | B | KWA1918AH | C | 0x0018cc98 | N0RM CHILLED WTR SYS L0GIC DW CLG 0UTLT DUTBD ISLN VLV MBV-0069 (DIV I) TRAIN 1
1P24 | 1H23PL0602A | 1H23PL0602A-19 | 6N762-1 DCM3 | 1 | B | KWA1918AH | C | 0x00184236 | N0RM CHILLED WTR SYS L0GIC 0W CLG INLET WTBD ISLN VLV MeV-0062 (DIV I) TRAIN 2
1P24 | 1H23PL0602A | 1H23PL0602A-20 | 6N762-1 DCM3 | 1 | B | KWA1918AH | C | 0x00184390 | N0RM CHILLED WTR SYS L0GIC DW CLG 0UTLT WTBD ISLN VLV MBV-0069 (DIV I) TRAIN 2
1P25 | 1H23PL1301C | 1H23PL1301C-17 | 6N762-1 DCM3 | 3 | H | KWA1918AH | C | 0x00185b72 | EMER CHILLED WTR SYS L0GIC DIV III CBHA CLNG ALMS DIV III ECW CHU-0001C2
1P25 | 1H23PL1301C | 1H23PL1301C-18 | 6N762-1 DCM3 | 3 | H | KWA1918AH | C | 0x0018482d | EMER CHILLED WTR SYS L0GIC DIV III ECW CHU-0001C1
1P25 | 1H23PL1301C | 1H23PL1301C-19 | 6N762-1 DCM3 | 3 | F | KWA1918AH | D | 0x00190171 | EMER CHILLED WATER SYS L0GIC DIV III ECW PUMP P-000LC1
1P25 | 1H23PL1301C | 1H23PL1301C-20 | 6N762-1 DCM3 | 3 | E | KWA1918AH | C | 0x0018fdb9 | EMER CHILLED WATER SYS L0GIC DIV III ECW PUMP P-0001C2
1P25 | 1H23PL1302A | 1H23PL1302A-05 | 6N762-1 DCM3 | 1 | F | KWA1918AH | D | 0x0018fd6a | EMER CHILLED WATER SYS L0GIC DIV I ECW PUMP P-000lA2
1P25 | 1H23PL1302A | 1H23PL1302A-08 | 6N762-1 DCM3 | 1 | F | KWA1918AH | D | 0x0018fb5f | EMER CHILLED WATER SYS L0GIC DIV I ECW PUMP P-0001A1
1P25 | 1H23PL1302A | 1H23PL1302A-06 | 6N762-1 DCM3 | 1 | H | KWA1918AH | D | 0x00184b9f | EMER CHILLED WTR SYS L0GIC DIV I ECW CHU-000lAl
1P25 | 1H23PL1302A | 1H23PL1302A-07 | 6N762-1 DCM3 | 1 | H | KWA1918AH | D | 0x00184a93 | EMER CHILLED WTR SYS L0GIC DIV I ECW CHU-000lA2
1P25 | 1H23PL1303B | 1H23PL1303B-04 | 6N762-1 DCM3 | 2 | E | KWA1918AH | C | 0x0019019a | EMER CHILLED WATER SYS L0GIC DIV II ECW PUMP P-0001B1
1P25 | 1H23PL1303B | 1H23PL1303B-08 | 6N762-1 DCM3 | 2 | G | KWA1918AH | C | 0x00185e28 | EMER CHILLED WTR SYS L0GIC DIV II CBHA CLNG ALMS DIV II ECW CHU-000lBl
1P25 | 1H23PL1303B | 1H23PL1303B-09 | 6N762-1 DCM3 | 2 | G | KWA1918AH | C | 0x00184c79 | EMER CHILLED WTR SYS L0GIC DIV II ECW CHU-0001B2
1P25 | 1H23PL1303B | 1H23PL1303B-13 | 6N762-1 DCM3 | 2 | F | KWA1918AH | D | 0x0018fe14 | EMER CHILLED WATER SYS L0GIC DIV II ECW PUMP P-0001B2
1P26 | 1H12PL1209B | 1H12PL1209B-32 | 6N762-1 DCM3 | 2 | A | KWA1918AH | B | 0x00172539 | RB SERVICE WATER SYSTEM SYSTEM M0NIT0RING DIVISI0N 11
1P26 | 1H12PL1309C | 1H12PL1309C-21 | 6N762-1 DCM3 | 3 | B | KWA1918AH | C | 0x001723a7 | RB SERVICE WATER SYSTEM SYSTEM M0NIT0RING DIVISI0N I11
1P26 | 1H23PL0303B | 1H23PL0303B-17 | 6N762-1 DCM3 | 2 | J | KWA1918AH | D | 0x0018ed27 | SERVICE WATER SYSTEM RBSW PUMP 1P26-P500 1B
1P26 | 1H23PL0303B | 1H23PL0303B-18 | 6N762-1 DCM3 | 2 | B | KWA1918AH | C | 0x00162c42 | PUMP DISCHARGE VALVE 1P26-MBV5004B 1 AND 1P26-MBV5004B2
1P26 | 1H23PL0303B | 1H23PL0303B-19 | 6N762-1 DCM3 | 2 | J | KWA1918AH | D | 0x0018ee95 | SERVICE WATER SYSTEM RBSW PUMP 1P26-P500 182
1P26 | 1H23PL0304A | 1H23PL0304A-02 | 6N762-1 DCM3 | 1 | K | KWA1918AH | D | 0x0018ebb9 | SERVICE WATER SYSTEM RBSW PUMP 1P26-P5001A1
1P26 | 1H23PL0304A | 1H23PL0304A-03 | 6N762-1 DCM3 | 1 | B | KWA1918AH | C | 0x001629b3 | PUMP DISCHARGE VALVE 1P26-MBV5004A1 AND 1P23-MBV5004A2
1P26 | 1H23PL0304A | 1H23PL0304A-06 | 6N762-1 DCM3 | 1 | K | KWA1918AH | D | 0x0018ead2 | SERVICE WATER SYSTEM RBSW PUMP lP26-P5001A2
1P26 | 1H23PL1301B | 1H23PL1301B-01 | 6N762-1 DCM3 | 2 | D | KWA1918AH | D | 0x00186a62 | RB SERVICE WATER SYSTEM L0GIC M0T0R 0PERATED VALVE MBV-i00iei (DIVISI0N 11)
1P26 | 1H23PL1301B | 1H23PL1301B-02 | 6N762-1 DCM3 | 2 | C | KWA1918AH | C | 0x00186a83 | RB SERVICE WATER SYSTEM L0GIC M0T0R 0PERATED VALVE MBV-i00lB2 (DIVISI0N 11)
1P26 | 1H23PL1301B | 1H23PL1301B-05 | 6N762-1 DCM3 | 2 | D | KWA1918AH | D | 0x00186aae | RB SERVICE WATER SYSTEM L0GIC M0T0R 0PERATED VALVE MBV-l00iB3 (DIVISI0N 11)
1P26 | 1H23PL1301B | 1H23PL1301B-06 | 6N762-1 DCM3 | 2 | C | KWA1918AH | C | 0x00186acf | RB SERVICE WATER SYSTEM L0GIC M0T0R 0PERATED VALVE MeV-1006Bl (DIVISI0N 11)
1P26 | 1H23PL1301B | 1H23PL1301B-09 | 6N762-1 DCM3 | 2 | D | KWA1918AH | D | 0x00186af6 | RB SERVICE WATER SYSTEM L0GIC M0T0R 0PERATED VALVE MBV-100662 (DIVISI0N 11)
1P26 | 1H23PL1301B | 1H23PL1301B-10 | 6N762-1 DCM3 | 2 | C | KWA1918AH | C | 0x00186b0e | RB SERVICE WATER SYSTEM L0GIC M0T0R 0PERATED VALVE MBV-1006B3 (DIVISI0N 11)
1P26 | 1H23PL1301C | 1H23PL1301C-05 | 6N762-1 DCM3 | 3 | D | KWA1918AH | D | 0x00186bca | RB SERVICE WATER SYSTEM L0GIC M0T0R 0PERATED VALVE MeV-100lC1 (DIVISI0N 111)
1P26 | 1H23PL1301C | 1H23PL1301C-06 | 6N762-1 DCM3 | 3 | C | KWA1918AH | C | 0x00186be7 | RB SERVICE WATER SYSTEM L0GIC M0T0R 0PERATED VALVE MBV-100 lC2 (DIVISI0N 111)
1P26 | 1H23PL1301C | 1H23PL1301C-07 | 6N762-1 DCM3 | 3 | D | KWA1918AH | D | 0x00186c2c | RB SERVICE WATER SYSTEM L0GIC M0T0R 0PERATED VALVE MBV-1006C2 (DIVISI0N 111)
1P26 | 1H23PL1301C | 1H23PL1301C-08 | 6N762-1 DCM3 | 3 | C | KWA1918AH | C | 0x00186c4d | RB SERVICE WATER SYSTEM L0GIC M0T0R 0PERATED VALVE MBV-1006C3 (DIVISI0N 111)
1P26 | 1H23PL1301C | 1H23PL1301C-09 | 6N762-1 DCM3 | 3 | D | KWA1918AH | D | 0x00186c0e | RB SERVICE WATER SYSTEM L0GIC M0T0R 0PERATED VALVE MBV-100 1C3 (DIVISI0N 111)
1P26 | 1H23PL1301C | 1H23PL1301C-10 | 6N762-1 DCM3 | 3 | C | KWA1918AH | C | 0x00186c26 | RB SERVICE WATER SYSTEM L0GIC M0T0R 0PERATED VALVE MBV-1006Ci (DIVISI0N 111)
1P26 | 1H23PL1302A | 1H23PL1302A-17 | 6N762-1 DCM3 | 1 | D | KWA1918AH | D | 0x00186d76 | RB SERVICE WATER SYSTEM L0GIC M0T0R 0PERATED VALVE MBV-1001A3 (DIVISI0N I
1P26 | 1H23PL1302A | 1H23PL1302A-18 | 6N762-1 DCM3 | 1 | C | KWA1918AH | C | 0x00186d13 | RB SERVICE WATER SYSTEM L0GIC M0T0R 0PERATED VALVE MBV-l006Al (DIVISI0N I)
1P26 | 1H23PL1302A | 1H23PL1302A-19 | 6N762-1 DCM3 | 1 | D | KWA1918AH | D | 0x00186cc1 | RB SERVICE WATER SYSTEM L0GIC M0T0R 0PERATED VALVE MBV-l001Ai (DIVISI0N I)
1P26 | 1H23PL1302A | 1H23PL1302A-20 | 6N762-1 DCM3 | 1 | C | KWA1918AH | C | 0x00186cca | RB SERVICE WATER SYSTEM L0GIC M0T0R 0PERATED VALVE MBV-I00lA2 (DIVISI0N I)
1P26 | 1H23PL1302A | 1H23PL1302A-21 | 6N762-1 DCM3 | 1 | D | KWA1918AH | D | 0x00186d31 | RB SERVICE WATER SYSTEM L0GIC M0T0R 0PERATED VALVE MBV-1006A2 (DIVISI0N I)
1P26 | 1H23PL1302A | 1H23PL1302A-22 | 6N762-1 DCM3 | 1 | C | KWA1918AH | C | 0x00186d4e | RB SERVICE WATER SYSTEM L0GIC M0T0R 0PERATED VALVE MBV-1006A3 (DIVISI0N I)
1P26 | 1H23PL5071A | 1H23PL5071A-01 | 6N762-1 DCM3 | 1 | E | KWA1918AH | A | 0x00185cbd | SERVICE WATER SYSTEM PUMP STRAINER BACKWASH VALVE 1P26-MBV50 12A 1
1P26 | 1H23PL5071A | 1H23PL5071A-03 | 6N762-1 DCM3 | 1 | E | KWA1918AH | A | 0x00185bfd | SERVICE WATER SYSTEM PUMP STRAINER BACKWASH VALVE1P26-MBV50 12A2
1P26 | 1H23PL5071A | 1H23PL5071A-12 | 6N762-1 DCM3 | 1 | D | KWA1918AH | A | 0x00181f8a | SERVICE WATER SYSTEM PUMP STRAINER 1P26-STR-500lA1
1P26 | 1H23PL5071A | 1H23PL5071A-15 | 6N762-1 DCM3 | 1 | E | KWA1918AH | A | 0x00181ef4 | SERVICE WATER SYSTEM PUMP STRAINER 1P26-STR-5001A2
1P26 | 1H23PL5071A | 1H23PL5071A-04 | 6N762-1 DCM3 | 1 | H | KWA1918AH | C | 0x00182183 | SERVICE WATER SYSTEM PUMP DISCHARGE VALVE 1P26-MBV5004A 1
1P26 | 1H23PL5071A | 1H23PL5071A-05 | 6N762-1 DCM3 | 1 | H | KWA1918AH | C | 0x0018229f | SERVICE WATER SYSTEM PUMP DISCHARGE VALVE 1P26-MBV5004A2
1P52 | 1H23PL0602A | 1H23PL0602A-01 | 6N762-1 DCM3 | 1 | C | KWA1918AH | D | 0x00186cdf | INSTRUMENT AIR SYS L0GIC 0UTED CNTMT ISLN VLV MBV-0074
1P54 | 1H23PL0501A | 1H23PL0501A-26 | 6N762-1 DCM3 | 1 | B | KWA1918AH | C | 0x0017cc10 | NITR0GEN SUPPLY SYS L0GIC DIV I 0UTBD CNTMT ISLN VALVE MBV-0023A
1P54 | 1H23PL0501A | 1H23PL0501A-27 | 6N762-1 DCM3 | 1 | B | KWA1918AH | C | 0x0017ded2 | NITR0GEN SUPPLY SYS L0GIC NBN-DIV 0UTB0 CNTMT ISLN VALVE MBV-003B
1P54 | 1H23PL0602A | 1H23PL0602A-11 | 6N762-1 DCM3 | 1 | B | KWA1918AH | C | 0x00180d5e | NITR0GEN SUPPLY SYS L0GIC DIV I N2 B0TTLE ISLN VLV MBV-00 15A
1P54 | 1H23PL0602A | 1H23PL0602A-12 | 6N762-1 DCM3 | 1 | B | KWA1918AH | C | 0x0017d42f | NITR0GEN SUPPLY SYS L0GIC DIV I T0 ACS ISLN VALVE MBV-0022A
1P54 | 1H23PL0602B | 1H23PL0602B-01 | 6N762-1 DCM3 | 2 | B | KWA1918AH | C | 0x00180f6b | NITR0GEN SUPPLY SYS L0GIC DIV II N2 B0TTLE ISLN VLV MBV-00 15B
1P54 | 1H23PL0602B | 1H23PL0602B-02 | 6N762-1 DCM3 | 2 | B | KWA1918AH | C | 0x0017d594 | NITR0GEN SUPPLY SYS L0GIC DIV II T0 ACS ISLN VALVE MBV-0022B
1R11 | 1H23PL0303A | 1H23PL0303A-29 | 6N762-1 DCM3 | 1 | E | KWA1918AH | D | 0x0017b14e | MED V0LTAGE DIST SYS L0GIC 4.16KV SWGR A4 TIE BRKR 12A T0 BUS S4 (DIVISI0N I)
1R11 | 1H23PL0303A | 1H23PL0303A-07 | 6N762-1 DCM3 | 1 | F | KWA1918AH | E | 0x00184b54 | MED V0LTAGE DIST SYS L0GIC 4.16KV SWGR A4 N0RM PREF PWR SPLY BRKR 1A (DIVISI0N I)
1R11 | 1H23PL0303A | 1H23PL0303A-08 | 6N762-1 DCM3 | 1 | B | KWA1918AH | C | 0x0016ac2a | MED V0LTAGE DIST SYS L0GIC 4.16KV SWGR A4 EDG IA SPLY BRKR 5A DIVISI0N I
1R11 | 1H23PL0303A | 1H23PL0303A-11 | 6N762-1 DCM3 | 1 | C | KWA1918AH | D | 0x0017c05e | MED V0LTAGE DIST SYS L0GIC 4.16KV SWGR A4 PWR CTR FDR 8RKR 6A (DIVISI0N I)
1R11 | 1H23PL0303A | 1H23PL0303A-12 | 6N762-1 DCM3 | 1 | D | KWA1918AH | D | 0x001847a0 | MED V0LTAGE DIST SYS L0GIC 4.16KV SWGR A4 PWR CTR FDR BRKR 6B (DIVISI0N I)
1R11 | 1H23PL0303A | 1H23PL0303A-15 | 6N762-1 DCM3 | 1 | C | KWA1918AH | D | 0x0017c086 | MED V0LTAGE DIST SYS L0GIC4.16KV SWGR A4 FMCRD ASU FDR BRKR 7A (DIVISI0N I1
1R11 | 1H23PL0303A | 1H23PL0303A-16 | 6N762-1 DCM3 | 1 | B | KWA1918AH | C | 0x0017c027 | MED V0LTAGE DIST SYS L0GIC 4.16KV SWGR A4 FMCRD ASU FDR BRKR 78 (DIVISI0N I)
1R11 | 1H23PL0303A | 1H23PL0303A-19 | 6N762-1 DCM3 | 1 | C | KWA1918AH | D | 0x0017c0ae | MED V0LTAGE DIST SYS L0GIC 4.16KV SWGR A4 FMCRD ASU FDR BRKR 8A (DIVISI0N I)
1R11 | 1H23PL0303A | 1H23PL0303A-24 | 6N762-1 DCM3 | 1 | C | KWA1918AH | D | 0x0017c80c | MED V0LTAGE DIST SYS L0GIC 4.16KV SWGR A4 MSTRT FDR BRKR 9A AND BRKR 148 TRANS C0NTACT (DIV I)
1R11 | 1H23PL0303A | 1H23PL0303A-27 | 6N762-1 DCM3 | 1 | C | KWA1918AH | D | 0x0017cf96 | MED V0LT DIST SYS L0GIC, 4.16KV SWGR A4 MSTRT FDR BRKR 98 AND BRKR 148 L0R (DIVISI0N I1
1R11 | 1H23PL0303A | 1H23PL0303A-30 | 6N762-1 DCM3 | 1 | F | KWA1918AH | D | 0x00180ce0 | MED V0LTAGE DIST SYS L0GIC 4.16KV SWGR A4 ALTN PREF PWR SPLY BRKR 138 (DIV II
1R11 | 1H23PL0303A | 1H23PL0303A-31 | 6N762-1 DCM3 | 1 | F | KWA1918AH | E | 0x00184832 | MED V0LTAGE DIST SYS L0GIC 4.16KV SWGR A4 ALTN PREF PWR SPLY BRKR 148 (DIVISI0N I)
1R11 | 1H23PL0303A | 1H23PL0303A-32 | 6N762-1 DCM3 | 1 | J | KWA1918AH | D | 0x0017c433 | MED V0LTAGE DIST SYS L0GIC 4.16KV SWGR A4 BUS RELAYING AND ALARMS DIVISI0N I
1R11 | 1H23PL0304B | 1H23PL0304B-03 | 6N762-1 DCM3 | 2 | F | KWA1918AH | D | 0x00184491 | MED V0LTAGE DIST SYS L0GIC 4.16KV SWGR 84 ALTN PREF PWR SPLY BRKR 13A (DIVISI0N 11)
1R11 | 1H23PL0304B | 1H23PL0304B-06 | 6N762-1 DCM3 | 2 | B | KWA1918AH | B | 0x0017d02e | MED V0LTAGE DIST SYS L0GIC 4.16KV 4.16KV SWGR 84 MSTRT FEEDER BREAKER 9A
1R11 | 1H23PL0304B | 1H23PL0304B-08 | 6N762-1 DCM3 | 2 | B | KWA1918AH | B | 0x0017d0ae | MED V0LTAGE DIST SYS L0GIC 4.16KV 4.16KV SWGR 84 MSTRT FEEDER BREAKER 96
1R11 | 1H23PL0304B | 1H23PL0304B-21 | 6N762-1 DCM3 | 2 | F | KWA1918AH | D | 0x001845d3 | MED V0LTAGE DIST SYS L0GIC 4.16KV SWGR 84 N0RM PREF PWR SPLY BRKR 1B (DIVISI0N 11)
1R11 | 1H23PL0304B | 1H23PL0304B-22 | 6N762-1 DCM3 | 2 | E | KWA1918AH | C | 0x0018091b | MED V0LTAGE DIST SYS L0GIC 4.16KV SWGR 84 ALTN PREF PWR SPLY BRKR 2B (DIVISI0N 11)
1R11 | 1H23PL0304B | 1H23PL0304B-23 | 6N762-1 DCM3 | 2 | E | KWA1918AH | C | 0x0018532f | MED V0LTAGE DIST SYS L0GIC 4.16KV 4.16KV SWGR 84 PWR CTR FEEDER BREAKER 66
1R11 | 1H23PL0304B | 1H23PL0304B-24 | 6N762-1 DCM3 | 2 | A | KWA1918AH | A | 0x0016432b | MED V0LTAGE DIST SYS L0GIC 4.16KV DIVISI0N I1 MISC INPUTS BREAKERS 16. 28 AND 13A
1R11 | 1H23PL0304B | 1H23PL0304B-25 | 6N762-1 DCM3 | 2 | C | KWA1918AH | B | 0x0017b170 | MED V0LTAGE DIST SYS L0GIC 4.16KV 4.16KV SWGR 84 TIE BRKR 38 T0 BUS S4
1R11 | 1H23PL0304B | 1H23PL0304B-26 | 6N762-1 DCM3 | 2 | B | KWA1918AH | B | 0x0016a490 | MED V0LTAGE DIST SYS L0GIC 4.16KV SWGR 84 EDG 16 SPLY BRKR 5A DIVISI0N I1
1R11 | 1H23PL0304B | 1H23PL0304B-27 | 6N762-1 DCM3 | 2 | B | KWA1918AH | B | 0x0017c641 | MED V0LTAGE DIST SYS L0GIC 4.16KV 4.16KV SWGR 84 PWR CTR FEEDER BREAKER 6A
1R11 | 1H23PL0304B | 1H23PL0304B-28 | 6N762-1 DCM3 | 2 | J | KWA1918AH | D | 0x0017c4e6 | MED V0LTAGE DIST SYS L0GIC 4.16KV SWGR 84 BUS RELAYING AND ALARMS DIVISI0N I1
1R11 | 1H23PL0305C | 1H23PL0305C-01 | 6N762-1 DCM3 | 3 | F | KWA1918AH | E | 0x001848f4 | MED V0LTAGE DIST SYS L0GIC 4.16KV 4.16KV SWGR C4 PWR CTR ALTN PREF P0WER SUPPLY BRKR IB (DIV I11)
1R11 | 1H23PL0305C | 1H23PL0305C-02 | 6N762-1 DCM3 | 3 | E | KWA1918AH | D | 0x00180c23 | MED V0LTAGE DIST SYS L0GIC 4.16KV SWGR C4 PWR CTR ALTN PREF PWR SPLY BRKR 28 DIVISI0N I11
1R11 | 1H23PL0305C | 1H23PL0305C-03 | 6N762-1 DCM3 | 3 | F | KWA1918AH | E | 0x001847b0 | MED V0LTAGE DIST SYS L0GIC 4.16KV SWGR C4 PWR CTR N0RM PREF PWR SPLY BRKR 13A DIVISI0N I11
1R11 | 1H23PL0305C | 1H23PL0305C-04 | 6N762-1 DCM3 | 3 | B | KWA1918AH | C | 0x0016439e | MED V0LTAGE DIST SYS L0GIC 4.16KV DIVISI0N I11 MISC INPUTS BREAKERS 16, 26 AND 13A
1R11 | 1H23PL0305C | 1H23PL0305C-05 | 6N762-1 DCM3 | 3 | D | KWA1918AH | D | 0x0017b6b2 | MED V0LTAGE DIST SYS L0GIC 4.16KV SWGR C4 TIE BRKR 38 T0 BUS 54 (DIV I11)
1R11 | 1H23PL0305C | 1H23PL0305C-06 | 6N762-1 DCM3 | 3 | B | KWA1918AH | C | 0x0016a475 | MED V0LTAGE DIST SYS L0GIC 4.16KV SWGR C4 EDG 1C SPLY BRKR 5A DIVISI0N I11
1R11 | 1H23PL0305C | 1H23PL0305C-07 | 6N762-1 DCM3 | 3 | C | KWA1918AH | D | 0x0017d085 | MED V0LTAGE 0IST SYS L0GIC 4.16KV SWGR C4 MSTRT FDR BRKR 9A (DIV I11)
1R11 | 1H23PL0305C | 1H23PL0305C-08 | 6N762-1 DCM3 | 3 | J | KWA1918AH | E | 0x0017c62f | MED V0LTAGE DIST SYS L0GIC 4.16KV SWGR C4 BUS RELAYING AND ALARMS DIVISI0N I11
1R11 | 1H23PL0305C | 1H23PL0305C-09 | 6N762-1 DCM3 | 3 | C | KWA1918AH | D | 0x0017c4c8 | MED V0LTAGE DIST SYS L0GIC 4.16KV SWGR C4 PWR CTR FDR BRKR 6A (DIV I11)
1R11 | 1H23PL0305C | 1H23PL0305C-10 | 6N762-1 DCM3 | 3 | E | KWA1918AH | D | 0x00185241 | MED V0LTAGE DIST SYS L0GIC 4.16KV SWGR C4 PWR CTR FEEDER BREAKER 66
1R11 | 1H23PL0305C | 1H23PL0305C-11 | 6N762-1 DCM3 | 3 | C | KWA1918AH | D | 0x0017d0ac | MED V0LTAGE DIST SYS L0GIC 4.16KV SWGR C4 MSTRT FDR BRKR 9B (DIV I11)
1R11 | 1H23PL0501A | 1H23PL0501A-29 | 6N762-1 DCM3 | 1 | B | KWA1918AH | C | 0x0016254f | MED V0LTAGE DIST SYS L0GIC 4.16KV SWGR A4 EDG 1A IN PARALLEL - DIVISI0N I
1R11 | 1H23PL0501C | 1H23PL0501C-02 | 6N762-1 DCM3 | 3 | A | KWA1918AH | B | 0x001624d3 | MED V0LTAGE DIST SYS L0GIC 4.16KV SWGR C4 EDG 1C IN PARALLEL - DIVISI0N I11
1R11 | 1H23PL0602A | 1H23PL0602A-02 | 6N762-1 DCM3 | 1 | E | KWA1918AH | D | 0x0017ec62 | MED V0LTAGE DIST SYS L0GIC 4.16KV 4.16KV SWGR 0400A4 PWR CTR FEEDER BREAKER IB
1R11 | 1H23PL0602A | 1H23PL0602A-05 | 6N762-1 DCM3 | 1 | E | KWA1918AH | D | 0x00181535 | MED V0LTAGE DIST SYS L0GIC 4.16KV 4.16KV SWGR 0400A4 PWR CTR FMCRD ATS BRKR 28
1R11 | 1H23PL0602A | 1H23PL0602A-06 | 6N762-1 DCM3 | 1 | E | KWA1918AH | D | 0x0017eb77 | MED V0LTAGE DIST SYS L0GIC 4.16KV 4.16KV SWGR 0500A4 PWR CTR FMCRD ATS BRKR 1B
1R11 | 1H23PL0602A | 1H23PL0602A-07 | 6N762-1 DCM3 | 1 | C | KWA1918AH | B | 0x00166e60 | MED V0LTAGE DIST SYS L0GIC 4.16KV DIVISI0N I MISC INPUTS BREAKERS 1B AND 28
1R11 | 1H23PL0602A | 1H23PL0602A-09 | 6N762-1 DCM3 | 1 | E | KWA1918AH | D | 0x001814c8 | MED V0LTAGE DIST SYS L0GIC 4.16KV 4.16KV SWGR 0500A4 PWR CTR FMCRD ATS BRKR 28
1R11 | 1H23PL0602A | 1H23PL0602A-10 | 6N762-1 DCM3 | 1 | D | KWA1918AH | D | 0x0017ebd1 | MED V0LTAGE DIST SYS L0GIC 4.16KV 4.16KV SWGR 0600A4 PWR CTR FMCRD ATS BRKR IB
1R11 | 1H23PL0602A | 1H23PL0602A-13 | 6N762-1 DCM3 | 1 | E | KWA1918AH | D | 0x001815a9 | MED V0LTAGE DIST SYS L0GIC 4.16KV 4.16KV SWGR 0600A4 PWR CTR FMCRD ATS BRKR 28
1R12 | 1H23PL0306B | 1H23PL0306B-07 | 6N762-1 DCM3 | 2 | B | KWA1918AH | C | 0x001795fd | L0W V0LT DISTR SYS L0GIC LSWG PWR CTR 010084 MCC 014084 FDA BRKR
1R12 | 1H23PL0306B | 1H23PL0306B-08 | 6N762-1 DCM3 | 2 | B | KWA1918AH | C | 0x001795df | L0W V0LT DISTR SYS L0GIC LSWG 010084 RCB UNIT B 1T49-RCB-0001B F0R BRKR
1R12 | 1H23PL0306B | 1H23PL0306B-19 | 6N762-1 DCM3 | 2 | B | KWA1918AH | C | 0x0017964c | L0W V0LT DISTR SYS L0GIC LSWG PWR CTR 010084 MCC 012084 F0R BRKR
1R12 | 1H23PL0306B | 1H23PL0306B-20 | 6N762-1 DCM3 | 2 | B | KWA1918AH | C | 0x00179625 | L0W V0LT DISTR SYS L0GIC LSWG PWR CTR 010084 MCC 013084 FDA BRKR
1R12 | 1H23PL0306B | 1H23PL0306B-23 | 6N762-1 DCM3 | 2 | E | KWA1918AH | E | 0x00169995 | L0W V0LT DISTR SYS L0GIC LSWG SWGR 0100B4 BUS M0NIT0RING
1R12 | 1H23PL0306B | 1H23PL0306B-24 | 6N762-1 DCM3 | 2 | B | KWA1918AH | C | 0x0017966d | L0W V0LT DISTR SYS L0GIC LSWG PWR CTR 0100B4 MCC 0110B4 FDR BRKR
1R12 | 1H23PL0306B | 1H23PL0306B-25 | 6N762-1 DCM3 | 2 | C | KWA1918AH | D | 0x0017a3cc | L0W V0LT DISTR SYS L0GIC P0WER CENTER MAIN BRKR LSWG-0 100B4
1R12 | 1H23PL5070A | 1H23PL5070A-02 | 6N762-1 DCM3 | 1 | C | KWA1918AH | B | 0x0017a540 | L0W V0LT DISTR SYS L0GIC P0WER CENTER MAIN BRKR LSWG-5000A4
1R12 | 1H23PL5070A | 1H23PL5070A-06 | 6N762-1 DCM3 | 1 | E | KWA1918AH | B | 0x00167350 | L0W V0LT DISTR SYS L0GIC LSWG-5000A4 BUS M0NIT0RING
1R12 | 1H23PL5070B | 1H23PL5070B-02 | 6N762-1 DCM3 | 2 | C | KWA1918AH | B | 0x0017a575 | L0W V0LT DISTR SYS L0GIC P0WER CENTER MAIN BRKR LSWG-5000B4
1R12 | 1H23PL5070B | 1H23PL5070B-06 | 6N762-1 DCM3 | 2 | E | KWA1918AH | B | 0x00167365 | L0W V0LT DISTR SYS L0GIC LSWG-5000B4 BUS M0NIT0RING
1R12 | 1H23PL5070C | 1H23PL5070C-02 | 6N762-1 DCM3 | 3 | C | KWA1918AH | B | 0x0017a5a8 | L0W V0LT DISTR SYS L0GIC P0WER CENTER MAIN BRKR LSWG-5000C4
1R12 | 1H23PL5070C | 1H23PL5070C-06 | 6N762-1 DCM3 | 3 | E | KWA1918AH | B | 0x00167378 | L0W V0LT DISTR SYS L0GIC LSWG-5000C4 BUS M0NIT0RING
1R13 | 1H23PL1301B | 1H23PL1301B-03 | 6N762-1 DCM3 | 2 | B | KWA1918AH | C | 0x0016858b | VITAL AC P0WER SUPPLY L0GIC CLASS 1E CVCF DIV 2 CVCF-0000B4
1R13 | 1H23PL1301B | 1H23PL1301B-04 | 6N762-1 DCM3 | 2 | B | KWA1918AH | B | 0x0016500c | VITAL AC P0WER SUPPLY L0GIC CLASS 1E CVCF DIV 2 CVCF-0000B4
1R13 | 1H23PL1301C | 1H23PL1301C-04 | 6N762-1 DCM3 | 3 | B | KWA1918AH | B | 0x0016501f | VITAL AC P0WER SUPPLY L0GIC CLASS 1E CVCF DIV 3 CVCF-0000C4
1R13 | 1H23PL1301C | 1H23PL1301C-11 | 6N762-1 DCM3 | 3 | B | KWA1918AH | C | 0x001685a5 | VITAL AC P0WER SUPPLY L0GIC CLASS 1E CVCF DIV 3 CVCF-0000C4
1R13 | 1H23PL1301D | 1H23PL1301D-04 | 6N762-1 DCM3 | 4 | B | KWA1918AH | B | 0x00165028 | VITAL AC P0WER SUPPLY L0GIC CLASS 1E CVCF DIV 4 CVCF-0000D4
1R13 | 1H23PL1301D | 1H23PL1301D-05 | 6N762-1 DCM3 | 4 | B | KWA1918AH | C | 0x001685ab | VITAL AC P0WER SUPPLY L0GIC CLASS IE CVCF DIV 4 CVCF-0000D4
1R13 | 1H23PL1302A | 1H23PL1302A-24 | 6N762-1 DCM3 | 1 | B | KWA1918AH | C | 0x00168590 | VITAL AC P0WER SUPPLY L0GIC CLASS 1E CVCF DIV I CVCF-0000A4
1R13 | 1H23PL1302A | 1H23PL1302A-23 | 6N762-1 DCM3 | 1 | B | KWA1918AH | B | 0x0016500d | VITAL AC P0WER SUPPLY L0GIC CLASS 1E CVCF DIV I CVCF-0000A4
1R13 | 1H23PL5070A | 1H23PL5070A-04 | 6N762-1 DCM3 | 1 | A | KWA1918AH | B | 0x00162d7b | VITAL AC P0WER SUPPLY L0GIC CLASS 1E CVCF 0IV 1 CVCF-5000A4
1R13 | 1H23PL5070B | 1H23PL5070B-04 | 6N762-1 DCM3 | 2 | A | KWA1918AH | B | 0x00162d90 | VITAL AC P0WER SUPPLY L0GIC CLASS IE CVCF DIV 2 CVCF-5000B4
1R13 | 1H23PL5070C | 1H23PL5070C-04 | 6N762-1 DCM3 | 3 | A | KWA1918AH | B | 0x00162da3 | VITAL AC P0WER SUPPLY L0GIC CLASS IE CVCF DIV 3 CVCF-5000C4
1R14 | 0H23PL1401S | 0H23PL1401S-06 | 6N762-1 DCM3 | 0 | A | KWA1918AH | B | 0x001625a8 | INSTGC0NT PWR SPLY L0GIC DIV 0 CB PWR C0ND XFMR-0100S4
1R14 | 1H23PL0301A | 1H23PL0301A-16 | 6N762-1 DCM3 | 1 | B | KWA1918AH | B | 0x00164b71 | INSTGC0NT PWR SPLY L0GIC 6 CLASS 1E 225VDC BATTERY DIV I
1R14 | 1H23PL0301C | 1H23PL0301C-07 | 6N762-1 DCM3 | 3 | B | KWA1918AH | B | 0x00162586 | INSTGC0NT PWR SPLY L0GIC DIV III RB6CB PWR C0ND XFMR-0000C4
1R14 | 1H23PL0301D | 1H23PL0301D-06 | 6N762-1 DCM3 | 4 | B | KWA1918AH | C | 0x00163319 | INSTGC0NT PWR SPLY L0GIC DIV IV WBBGCB PWR C0ND XFMR-0000D4
1R14 | 1H23PL0303B | 1H23PL0303B-12 | 6N762-1 DCM3 | 2 | A | KWA1918AH | B | 0x00162575 | INSTGC0NT PWR SPLY L0GIC DIV II RB 6 CB PWR C0ND XFMR-0000B4
1R16 | 1H23PL0301C | 1H23PL0301C-03 | 6N762-1 DCM3 | 3 | B | KWA1918AH | B | 0x00163f23 | DC P0WER SUPPLY L0GIC CLASS 1E 125VDC DIV III BATTERY SYSTEM
1R16 | 1H23PL0303B | 1H23PL0303B-08 | 6N762-1 DCM3 | 2 | A | KWA1918AH | B | 0x001632f8 | DC P0WER SUPPLY L0GIC CLASS 1E 125VDC DIV IIBATTERY SYSTEM
1R16 | 1H23PL1301B | 1H23PL1301B-07 | 6N762-1 DCM3 | 2 | B | KWA1918AH | C | 0x00168a3b | DC P0WER SUPPLY L0GIC CLASS 1E 125VDC DIV II BATTERY SYSTEM
1R16 | 1H23PL1301B | 1H23PL1301B-08 | 6N762-1 DCM3 | 2 | A | KWA1918AH | B | 0x0016257e | DC P0WER SUPPLY L0GIC CLASS 1E 125VDC DIV II BATTERY SYSTEM
1R16 | 1H23PL1301B | 1H23PL1301B-11 | 6N762-1 DCM3 | 2 | C | KWA1918AH | D | 0x001682e5 | DC P0WER SUPPLY L0GIC CLASS 1E 125VDC DIV IIBATTERY SYSTEM
1R16 | 1H23PL1301C | 1H23PL1301C-01 | 6N762-1 DCM3 | 3 | B | KWA1918AH | C | 0x00168a42 | DC P0WER SUPPLY L0GIC CLASS 1E 125VDC DIV I11 BATTERY SYSTEM
1R16 | 1H23PL1301C | 1H23PL1301C-02 | 6N762-1 DCM3 | 3 | C | KWA1918AH | C | 0x0016c7b2 | DC P0WER SUPPLY L0GIC CLASS 1E 125VDC DIV III BATTERY SYSTEM
1R16 | 1H23PL1301C | 1H23PL1301C-03 | 6N762-1 DCM3 | 3 | C | KWA1918AH | D | 0x001684cc | DC P0WER SUPPLY L0GIC CLASS 1E 125VDC DIV III BATTERY SYSTEM
1R16 | 1H23PL1301D | 1H23PL1301D-01 | 6N762-1 DCM3 | 4 | B | KWA1918AH | C | 0x00168a4b | DC P0WER SUPPLY L0GIC CLASS 1E 125VDC DIV IV BATTERY SYSTEM
1R16 | 1H23PL1301D | 1H23PL1301D-02 | 6N762-1 DCM3 | 4 | C | KWA1918AH | D | 0x001682f8 | DC P0WER SUPPLY L0GIC CLASS 1E 125VDC DIV IV BATTERY SYSTEM
1R16 | 1H23PL1301D | 1H23PL1301D-03 | 6N762-1 DCM3 | 4 | B | KWA1918AH | C | 0x0016259a | DC P0WER SUPPLY L0GIC CLASS 1E 125VDC DIV IV BATTERY SYSTEM
1R16 | 1H23PL1302A | 1H23PL1302A-25 | 6N762-1 DCM3 | 1 | B | KWA1918AH | C | 0x00168a3a | DC P0WER SUPPLY L0GIC CLASS 1E 125VDC DIV I BATTERY SYSTEM
1R16 | 1H23PL1302A | 1H23PL1302A-26 | 6N762-1 DCM3 | 1 | C | KWA1918AH | C | 0x0016c7aa | DC P0WER SUPPLY L0GIC CLASS 1E 125VDC DIV I BATTERY SYSTEM
1R16 | 1H23PL1302A | 1H23PL1302A-27 | 6N762-1 DCM3 | 1 | C | KWA1918AH | D | 0x001682e5 | DC P0WER SUPPLY L0GIC CLASS 1E 125VDC DIV I BATTERY SYSTEM
1R16 | 1H23PL5071A | 1H23PL5071A-07 | 6N762-1 DCM3 | 1 | C | KWA1918AH | C | 0x00168a34 | DC P0WER SUPPLY L0GIC CLASS 1E 125VDC DIV I BATTERY SYSTEM
1R16 | 1H23PL5071A | 1H23PL5071A-10 | 6N762-1 DCM3 | 1 | D | KWA1918AH | C | 0x0016c080 | DC P0WER SUPPLY L0GIC CLASS 1E 125VDC DIV I BATTERY SYSTEM
1R16 | 1H23PL5071A | 1H23PL5071A-14 | 6N762-1 DCM3 | 1 | C | KWA1918AH | C | 0x00166a21 | DC P0WER SUPPLY L0GIC CLASS 1E 125VDC DIV I BATTERY SYSTEM
1R16 | 1H23PL5071A | 1H23PL5071A-16 | 6N762-1 DCM3 | 1 | C | KWA1918AH | C | 0x0016693c | DC P0WER SUPPLY L0GIC CLASS 1E 125VDC DIV I BATTERY SYSTEM
1R21 | 1H23PL0304A | 1H23PL0304A-01 | 6N762-1 DCM3 | 1 | D | KWA1918AH | C | 0x00168604 | EMERGENCY DIESEL GEN SYS L0GIC EDG 1A CTRL PNL 0IV I EDG REM0TE START/ST0P
1R21 | 1H23PL0304A | 1H23PL0304A-04 | 6N762-1 DCM3 | 1 | D | KWA1918AH | B | 0x00168573 | EMERGENCY DIESEL GEN SYS L0GIC EDG 1A CTRL PNL DIV I DIESEL ENGINE IN0 6 ALARMS
1R21 | 1H23PL0304A | 1H23PL0304A-05 | 6N762-1 DCM3 | 1 | C | KWA1918AH | D | 0x0017c27d | EMERGENCY DIESEL GEN SYS L0GIC EDG 1A CTRL PNL/FUEL 0IL IND EDG 1A 0UT 0F SERVICE DIV I
1R21 | 1H23PL0304A | 1H23PL0304A-07 | 6N762-1 DCM3 | 1 | G | KWA1918AH | D | 0x00168a24 | EMERGENCY DIESEL GEN SYS L0GIC EDG 1A CTRL PNL DIV I L0/C00LING WTR/GEN IND 6 CTRL
1R21 | 1H23PL0304A | 1H23PL0304A-08 | 6N762-1 DCM3 | 1 | C | KWA1918AH | D | 0x001894c3 | EMER DIESEL GEN SYS L0GIC F0 TRANSFER PMP (DIV I) P-000 1A2
1R21 | 1H23PL0304A | 1H23PL0304A-09 | 6N762-1 DCM3 | 1 | C | KWA1918AH | C | 0x00166f40 | EMERGENCY DIESEL GEN SYS L0GIC EDG 1A CTRL PNL DIV I GENERAT0R IND 6 CTRL
1R21 | 1H23PL0304A | 1H23PL0304A-12 | 6N762-1 DCM3 | 1 | A | KWA1918AH | B | 0x0016286c | EMERGENCY DIESEL GEN SYS L0GIC EDG 1A CTRL PNL DIV I LUBE 0IL 6 C00LING WATER PUMPS
1R21 | 1H23PL0304A | 1H23PL0304A-18 | 6N762-1 DCM3 | 1 | C | KWA1918AH | D | 0x001695d6 | EMERGENCY DIESEL GEN SYS L0GIC EDG 1A CTRL PANEL .DIV I DIESEL ENGINE IND'E ALARMS
1R21 | 1H23PL0304A | 1H23PL0304A-19 | 6N762-1 DCM3 | 1 | C | KWA1918AH | D | 0x0018c77a | EMER DIESEL GEN SYS L0GIC F0 TRANSFER PMP (DIV I) P-0001A1
1R21 | 1H23PL0304B | 1H23PL0304B-01 | 6N762-1 DCM3 | 2 | D | KWA1918AH | B | 0x001686d7 | EMERGENCY DIESEL GEN SYS L0GIC EDG 18 CTRL PNL DIV II EDG REM0TE START/ST0P
1R21 | 1H23PL0304B | 1H23PL0304B-02 | 6N762-1 DCM3 | 2 | C | KWA1918AH | C | 0x001695fc | EMERGENCY DIESEL GEN SYS L0GIC EDG 1B CTRL PANEL DIV II DIESEL ENGINE TND 6 ALARMS
1R21 | 1H23PL0304B | 1H23PL0304B-04 | 6N762-1 DCM3 | 2 | D | KWA1918AH | A | 0x00168589 | EMERGENCY DIESEL GEN SYS L0GIC EDG 18 CTRL PNL DIV II DIESEL ENGINE IND 6 ALARMS
1R21 | 1H23PL0304B | 1H23PL0304B-05 | 6N762-1 DCM3 | 2 | C | KWA1918AH | C | 0x0017bbd2 | EMERGENCY DIESEL GEN SYS L0GIC EDG 1B CTRL PNL/FUEL 0IL IN0 EDG 1B 0UT 0F SERVICE DIV II
1R21 | 1H23PL0304B | 1H23PL0304B-07 | 6N762-1 DCM3 | 2 | G | KWA1918AH | C | 0x00168a3a | EMERGENCY DIESEL FEN SYS L0GIC EDG 16 CTRL PNL DIV II L0/C0DLING WTR/GEN IND 6 CTRL
1R21 | 1H23PL0304B | 1H23PL0304B-09 | 6N762-1 DCM3 | 2 | C | KWA1918AH | B | 0x00166f56 | EMERGENCY DIESEL GEN SYS L0GIC EDG 16 CTRL PNL DIV II GENERAT0R IND & CTRL
1R21 | 1H23PL0304B | 1H23PL0304B-12 | 6N762-1 DCM3 | 2 | A | KWA1918AH | A | 0x00162882 | EMERGENCY DIESEL GEN SYS L0GIC EDG 1B CTRL PNL DIV II LUBE 0IL 6 C00LING WATER PUMPS
1R21 | 1H23PL0304B | 1H23PL0304B-18 | 6N762-1 DCM3 | 2 | C | KWA1918AH | C | 0x00188f4d | EMER DIESEL GEN SYS L0GIC F0 TRANSFER PMP [DIV I1) P-000 1B2
1R21 | 1H23PL0304B | 1H23PL0304B-19 | 6N762-1 DCM3 | 2 | C | KWA1918AH | C | 0x0018c0cd | EMER DIESEL GEN SYS L0GIC F0 TRANSFER PMP [DIV I1) P-000IBI
1R21 | 1H23PL0304C | 1H23PL0304C-01 | 6N762-1 DCM3 | 3 | D | KWA1918AH | C | 0x001686b0 | EMERGENCY DIESEL GEN SYS L0GIC EDG 1C CTRL PNL DIV II1 EDG REM0TE START/ST0P
1R21 | 1H23PL0304C | 1H23PL0304C-02 | 6N762-1 DCM3 | 3 | C | KWA1918AH | D | 0x00169609 | EMERGENCY DIESEL GEN SYS L0GIC EDG IC CTRL PANEL DIV I11 DIESEL ENGI'NE IND 6 ALARMS
1R21 | 1H23PL0304C | 1H23PL0304C-04 | 6N762-1 DCM3 | 3 | D | KWA1918AH | B | 0x0016859e | EMERGENCY DIESEL GEN SYS L0GIC EDG 1C CTRL PNL DIV II1DIESEL ENGI'NE IND 6 ALARMS
1R21 | 1H23PL0304C | 1H23PL0304C-05 | 6N762-1 DCM3 | 3 | C | KWA1918AH | D | 0x0017bf34 | EMERGENCY DIESEL GEN SYS L0GIC EDG 1C CTRL PNL/FUEL 0IL IN0 EDG 1C 0UT 0F SERVICE DIV I11
1R21 | 1H23PL0304C | 1H23PL0304C-06 | 6N762-1 DCM3 | 3 | G | KWA1918AH | D | 0x00168a4d | EMERGENCY 0IESEL GEN SYS L0GIC EDG 1C CTRL PNL DIV I11 L0/C00LING WTR/GEN IND 6 CTRL
1R21 | 1H23PL0304C | 1H23PL0304C-09 | 6N762-1 DCM3 | 3 | C | KWA1918AH | C | 0x00166f6b | EMERGENCY DIESEL GEN SYS L0GIC EDG 1C CTRL PNL DIV III GENERAT0R IN0 6 CTRL
1R21 | 1H23PL0304C | 1H23PL0304C-12 | 6N762-1 DCM3 | 3 | A | KWA1918AH | B | 0x00162897 | EMERGENCY DIESEL GEN SYS L0GIC EDG IC CTRL PNL DIV III LUBE 0IL 6 C00LING WATER PUMPS
1R21 | 1H23PL0304C | 1H23PL0304C-18 | 6N762-1 DCM3 | 3 | C | KWA1918AH | D | 0x00189252 | EMER DIESEL GEN SYS L0GIC F0 TRANSFER PMP (DIV II I) P-000lC2
1R21 | 1H23PL0304C | 1H23PL0304C-19 | 6N762-1 DCM3 | 3 | C | KWA1918AH | D | 0x0018c0c2 | EMER DIESEL GEN SYS L0GIC F0 TRANSFER PMP (DIV I11) P-0001Cl
1T22 | 1H23PL0306B | 1H23PL0306B-04 | 6N762-1 DCM3 | 2 | G | KWA1918AH | D | 0x0018b5fb | STNDBY GAS TRMT L0GIC SEC CNTMT ISLN VALVE MBV-000lB. DIV II
1T22 | 1H23PL0306B | 1H23PL0306B-17 | 6N762-1 DCM3 | 2 | L | KWA1918AH | A | 0x0018736c | STNDBY GAS TRTMT SYS L0GIC TRAIN (8) MAIN FAN FAN-0001B. DIV II
1T22 | 1H23PL0306B | 1H23PL0306B-18 | 6N762-1 DCM3 | 2 | E | KWA1918AH | D | 0x0017b7e3 | STNDBY GAS TRMT L0GIC FAN-0001B DISCH VALVE MCV-0003B. DIV II
1T22 | 1H23PL0306B | 1H23PL0306B-21 | 6N762-1 DCM3 | 2 | E | KWA1918AH | D | 0x00182753 | STNDBY GAS TRTMT L0GIC TRAIN (C) ADS FAN FAN-0002C. DIV II
1T22 | 1H23PL0306B | 1H23PL0306B-22 | 6N762-1 DCM3 | 2 | D | KWA1918AH | A | 0x00183c1c | STNDBY GAS TRMT L0GIC FAN-0002C DISCH VALVE MBV-0004C. DIV II
1T22 | 1H23PL0602B | 1H23PL0602B-07 | 6N762-1 DCM3 | 2 | D | KWA1918AH | D | 0x001733bf | STNDBY GAS TRTMT L0GIC TRAIN B MAIN ELEC HTR HCL-000lB. DIV II
1T22 | 1H23PL0602B | 1H23PL0602B-08 | 6N762-1 DCM3 | 2 | F | KWA1918AH | D | 0x0017f11f | STNDBY GAS TRTMT L0GIC TRAIN (B) M0NIT0RING
1T22 | 1H23PL0602C | 1H23PL0602C-03 | 6N762-1 DCM3 | 3 | D | KWA1918AH | D | 0x00173618 | STNDBY GAS TRTMT L0GIC TRAIN C MAIN ELEC HTR HCL-000lC. DIV III
1T22 | 1H23PL0602C | 1H23PL0602C-04 | 6N762-1 DCM3 | 3 | F | KWA1918AH | D | 0x0017f409 | STNDBY GAS TRTMT L0GIC TRAIN (C) M0NIT0RING
1T22 | 1H23PL1401B | 1H23PL1401B-13 | 6N762-1 DCM3 | 2 | J | KWA1918AH | A | 0x0017b704 | STNDBY GAS TRTMT L0GIC TRAIN (B) 0perating m0de,DIVII
1T22 | 1H23PL1401C | 1H23PL1401C-09 | 6N762-1 DCM3 | 3 | K | KWA1918AH | A | 0x0017ba0e | STNDBY GAS TRTMT L0GIC TRAIN (C) 0perating m0de,DIVIII
1T31 | 1H23PL0301B | 1H23PL0301B-23 | 6N762-1 DCM3 | 2 | F | KWA1918AH | D | 0x0018b700 | ATM0SPHERIC CTRL SYS L0GIC N2 MAKEUP WETWELL ISLN VLV ABV-0022 AND ABV-0029
1T31 | 1H23PL0301B | 1H23PL0301B-24 | 6N762-1 DCM3 | 2 | F | KWA1918AH | D | 0x0017edf2 | ATM0SPHERIC CTRL SYS L0GIC PURGE ISLN VLV ABV-0032 6 ABV-0007 AND DIV 2 0UTED VLV ISLN
1T31 | 1H23PL0302A | 1H23PL0302A-03 | 6N762-1 DCM3 | 1 | D | KWA1918AH | C | 0x001817e0 | ATM0SPHERIC CTRL SYS L0GIC ISLN VLVS ABV-0005 6 ABV-0021 AND DIV I PCV AUTBD VLV ISLN
1T31 | 1H23PL0302C | 1H23PL0302C-01 | 6N762-1 DCM3 | 3 | D | KWA1918AH | C | 0x00176780 | ATM0SPHERIC CTRL SYS L0GIC PCV T0 SGT FLTR C ISLN VLV ABV-0039C
1T31 | 1H23PL0501A | 1H23PL0501A-28 | 6N762-1 DCM3 | 1 | C | KWA1918AH | C | 0x0017eb0e | ATM0SPHERIC CTRL SYS L0GIC RB HVAC PURGE SPLY ABV-0006 AND SEC 0VRPRESS PRGE ABV-0033
1T31 | 1H23PL0602A | 1H23PL0602A-14 | 6N762-1 DCM3 | 1 | C | KWA1918AH | C | 0x00175246 | ATM0SPHERIC CTRL SYS L0GIC PCV PURGE T0 RBHV ISLN VLV ABV-0031
1T31 | 1H23PL0602A | 1H23PL0602A-15 | 6N762-1 DCM3 | 1 | D | KWA1918AH | C | 0x00177619 | ATM0SPHERIC CTRL SYS L0GIC PCV T0 SGT FLTR B ISLN VLV ABV-0039B
1T41 | 1H23PL0301C | 1H23PL0301C-16 | 6N762-1 DCM3 | 3 | B | KWA1918AH | B | 0x00197ded | REACTOR BLOG HVAC SYS LOGIC RBSREE HVAC OUT OF SERVICE DIV C
1T41 | 1H23PL0302C | 1H23PL0302C-02 | 6N762-1 DCM3 | 3 | C | KWA1918AH | D | 0x00192a64 | REACT0R BLDG HVAC SYS L0GIC RBSREHV -HPCF 6 RHR PUMP R00M C AHU-0 102C, AHU-0 103C
1T41 | 1H23PL0302C | 1H23PL0302C-05 | 6N762-1 DCM3 | 3 | F | KWA1918AH | E | 0x001a5f44 | REACT0R BLDG HVAC SYS L0GIC RBSREHV- S0T EQUIP AND FCS RM C AHU-040 1C 6 AHU-0602C
1T41 | 1H23PL0302C | 1H23PL0302C-07 | 6N762-1 DCM3 | 3 | D | KWA1918AH | D | 0x00194116 | REACT0R BLDG HVAC SYS L0GIC REACT0R BLDG HVAC SYS L0GIC RBSRDGHV DIV C RBSREEHV DIV C SPLY FAN-0502C1
1T41 | 1H23PL0302C | 1H23PL0302C-08 | 6N762-1 DCM3 | 3 | B | KWA1918AH | B | 0x0017a633 | REACT0R BLDG HVAC SYS L0GIC RBSRDGHV DIV C FAN-0502Cl6C2 INL ISLN DMPR, ABD-0343Cl/C2
1T41 | 1H23PL0302C | 1H23PL0302C-09 | 6N762-1 DCM3 | 3 | C | KWA1918AH | D | 0x0019482e | REACT0R BLDG HVAC SYS L0GIC RBSRDGHV DIV C FAN-0502C2
1T41 | 1H23PL0302C | 1H23PL0302C-10 | 6N762-1 DCM3 | 3 | F | KWA1918AH | D | 0x00193b1d | REACT0R BLDG HVAC SYS L0GIC RBSREEHV DIV C EXHAUST FAN-0601C1
1T41 | 1H23PL0302C | 1H23PL0302C-11 | 6N762-1 DCM3 | 3 | D | KWA1918AH | D | 0x00185b11 | REACT0R BLDG HVAC SYS L0GIC RBSRDGHV DIV C FAN-0502Cl6C2 ABD-0536C ＆ABD-0347C
1T41 | 1H23PL0302C | 1H23PL0302C-12 | 6N762-1 DCM3 | 3 | C | KWA1918AH | D | 0x00181aea | REACT0R BLDG HVAC SYS L0GIC RBSREEHV EXH FAN-0601C1 INL ISLN DMPR,MBD-0253C1
1T41 | 1H23PL0302C | 1H23PL0302C-13 | 6N762-1 DCM3 | 3 | C | KWA1918AH | D | 0x0017fd20 | REACT0R BLDG HVAC SYS L0GIC RBSREEHV SM0KE FAN-0609C INL ISLN DMPR, MBD-0257C
1T41 | 1H23PL0302C | 1H23PL0302C-15 | 6N762-1 DCM3 | 3 | C | KWA1918AH | D | 0x0017fd3e | REACT0R BLDG HVAC SYS L0GIC RBSREEHV SM0KE FAN-0609C 0UT ISLN DMPR. MBD-0258C
1T41 | 1H23PL0302C | 1H23PL0302C-17 | 6N762-1 DCM3 | 3 | C | KWA1918AH | D | 0x00181b13 | REACT0R BLDG HVAC SYS L0GIC RBSREEHV EXH FAN-0601C1 0UT I@LN 0MPRr MBD=0i384C;L
1T41 | 1H23PL0302C | 1H23PL0302C-18 | 6N762-1 DCM3 | 3 | C | KWA1918AH | D | 0x001819e4 | REACT0R BLDG HVAC SYS L0GIC RBSREEHV EXH FAN-0601C2 0UT ISLN DMPR, MBD-0254C2
1T41 | 1H23PL0302C | 1H23PL0302C-19 | 6N762-1 DCM3 | 3 | C | KWA1918AH | D | 0x001819c7 | REACT0R BLDG HVAC SYS L0GIC RBSREEHV EHX FAN-060lC2 INL ISLN DMPR, MBD-0253C2
1T41 | 1H23PL0302C | 1H23PL0302C-21 | 6N762-1 DCM3 | 3 | G | KWA1918AH | E | 0x001907a5 | REACT0R BLDG HVAC SYS L0GIC RBSREEHV DIV C SPLY FAN-0608C 1
1T41 | 1H23PL0302C | 1H23PL0302C-24 | 6N762-1 DCM3 | 3 | F | KWA1918AH | D | 0x001724b7 | REACT0R BLDG HVAC SYS L0GIC RBSREEHV AHU-0608C 0UTSIDE AIR INL DMPR, MCD-0448C
1T41 | 1H23PL0302C | 1H23PL0302C-25 | 6N762-1 DCM3 | 3 | D | KWA1918AH | D | 0x00181a35 | REACT0R BLDG HVAC SYS L0GIC RBSREEHV SPLY FAN-0608C1 0UT ISLN DMPR. MBD-0322C1
1T41 | 1H23PL0302C | 1H23PL0302C-26 | 6N762-1 DCM3 | 3 | D | KWA1918AH | D | 0x00181a65 | REACT0R BLDG HVAC SYS L0GIC RBSREEHV SPLY FAN-0608C2 INL ISLN DMPR, MBD-0209C2
1T41 | 1H23PL0302C | 1H23PL0302C-27 | 6N762-1 DCM3 | 3 | C | KWA1918AH | D | 0x0017c780 | REACT0R BLDG HVAC SYS L0GIC RBSCHV RFLNG FLR 0UT C0NTR0L DMPR. MCD-0502
1T41 | 1H23PL0302C | 1H23PL0302C-28 | 6N762-1 DCM3 | 3 | D | KWA1918AH | E | 0x00181a89 | REACT0R BLDG HVAC SYS L0GIC RBSREEHV 0UT 0F SERVICE DIV III 0UT ISLN DMPR, MBD-0322C2
1T41 | 1H23PL0302C | 1H23PL0302C-29 | 6N762-1 DCM3 | 3 | C | KWA1918AH | D | 0x00192d39 | REACT0R BLDG HVAC SYS L0GIC RBSREEHV AHU-0608C 6 MBD-0239C RBSRDGHV 0UT 0F SERVICE DIV C
1T41 | 1H23PL0302C | 1H23PL0302C-30 | 6N762-1 DCM3 | 3 | A | KWA1918AH | B | 0x00172b76 | REACT0R BLDG HVAC SYS L0GIC RTN DUCT FR0M RM 433 ABD-0537C
1T41 | 1H23PL0302C | 1H23PL0302C-31 | 6N762-1 DCM3 | 3 | C | KWA1918AH | D | 0x00181a17 | REACT0R BLDG HVAC SYS L0GIC RBSREEHV SPLY FAN-0608C1 INL ISLN DMPR. MBD-0209C1
1T41 | 1H23PL0302C | 1H23PL0302C-33 | 6N762-1 DCM3 | 3 | H | KWA1918AH | E | 0x00193cf2 | REACT0R BLDG HVAC SYS L0GIC RBSREEHV DIV C EXHAUST FAN-060 1C2
1T41 | 1H23PL0302C | 1H23PL0302C-35 | 6N762-1 DCM3 | 3 | F | KWA1918AH | D | 0x00190812 | REACT0R BLDG HVAC SYS L0GIC RBSREEHV DIV C SPLY FAN-060BC2
1T41 | 1H23PL0303B | 1H23PL0303B-04 | 6N762-1 DCM3 | 2 | D | KWA1918AH | C | 0x00172be6 | REACT0R BLDG HVAC SYS L0GIC RBSREEHV AHU-0608B 0UTSIDE AIR INL DMPR, MCD-0448B
1T41 | 1H23PL0303B | 1H23PL0303B-05 | 6N762-1 DCM3 | 2 | C | KWA1918AH | D | 0x00181812 | REACT0R BLDG HVAC SYS L0GIC RBSREEHV SPLY FAN-0608B1 INL ISLN DMPR. MBD-0209B1
1T41 | 1H23PL0303B | 1H23PL0303B-06 | 6N762-1 DCM3 | 2 | E | KWA1918AH | C | 0x00190668 | REACT0R BLDG HVAC SYS L0GIC RBSREEHV DIV B SPLY FAN-0608B2
1T41 | 1H23PL0303B | 1H23PL0303B-07 | 6N762-1 DCM3 | 2 | C | KWA1918AH | D | 0x00181953 | REACT0R BLDG HVAC SYS L0GIC RBSREEHV SPLY FAN-060881 0UT ISLN DMPR, MBD-0210B1
1T41 | 1H23PL0303B | 1H23PL0303B-09 | 6N762-1 DCM3 | 2 | B | KWA1918AH | C | 0x0018185d | REACT0R BLDG HVAC SYS L0GIC RBSREEHV SPLY FAN-060882 INL ISLN DMPR. MBD-0209B2
1T41 | 1H23PL0303B | 1H23PL0303B-11 | 6N762-1 DCM3 | 2 | B | KWA1918AH | C | 0x00181995 | REACT0R BLDG HVAC SYS L0GIC RBSREEHV SPLY FAN-060882 0UT ISLN DMPR. MBD-021082
1T41 | 1H23PL0303B | 1H23PL0303B-21 | 6N762-1 DCM3 | 2 | B | KWA1918AH | C | 0x001877b8 | REACT0R BLDG HVAC SYS L0GIC RBSREEHV AHU-0608B RTN ISLN DMPR. MBD-02398
1T41 | 1H23PL0303B | 1H23PL0303B-25 | 6N762-1 DCM3 | 2 | B | KWA1918AH | C | 0x00198d75 | REACT0R BLDG HVAC SYS L0GIC RBSREEHV 0UT 0F SERVICE DIV B
1T41 | 1H23PL0303B | 1H23PL0303B-26 | 6N762-1 DCM3 | 2 | B | KWA1918AH | C | 0x0017a210 | REACT0R BLDG HVAC SYS L0GIC RBSRDGHV 0UT 0F SERVICE DIV B
1T41 | 1H23PL0305C | 1H23PL0305C-31 | 6N762-1 DCM3 | 3 | C | KWA1918AH | C | 0x00185f92 | REACT0R BLDG HVAC SYS L0GIC RBSREHV - CMS R00M C AHU-0604C
1T41 | 1H23PL0306A | 1H23PL0306A-01 | 6N762-1 DCM3 | 1 | C | KWA1918AH | D | 0x00182830 | REACT0R BLDG HVAC SYS L0GIC RBSREEHV SPLY FAN-0608A2 0UT ISLN DMPR, MBD-0210A2
1T41 | 1H23PL0306A | 1H23PL0306A-04 | 6N762-1 DCM3 | 1 | F | KWA1918AH | E | 0x0019126f | REACT0R BLDG HVAC SYS L0GIC RBSREEHV DIV A SPLY FAN-0608A1
1T41 | 1H23PL0306A | 1H23PL0306A-07 | 6N762-1 DCM3 | 1 | E | KWA1918AH | D | 0x0017255e | REACT0R BLDG HVAC SYS L0GIC AIR INL DMPR, MCD-0448A RBSREEHV 0UT 0F SERVICE DIV A
1T41 | 1H23PL0306A | 1H23PL0306A-08 | 6N762-1 DCM3 | 1 | D | KWA1918AH | E | 0x0018295a | REACT0R BLDG HVAC SYS L0GIC RBSREEHV SPLY FAN-0608A1 INL ISLN DMPR. MBD-0209A1
1T41 | 1H23PL0306A | 1H23PL0306A-11 | 6N762-1 DCM3 | 1 | G | KWA1918AH | E | 0x00191050 | REACT0R BLDG HVAC SYS L0GIC RBSREEHV DIV A SPLY FAN-0608A2
1T41 | 1H23PL0306A | 1H23PL0306A-12 | 6N762-1 DCM3 | 1 | D | KWA1918AH | E | 0x00192f8b | REACT0R BLDG HVAC SYS L0GIC FAN-0608A1, MBD-0210Al RBSRDGHV 0UT 0F SERVICE DIV A
1T41 | 1H23PL0306A | 1H23PL0306A-14 | 6N762-1 DCM3 | 1 | D | KWA1918AH | D | 0x00187e8e | REACT0R BLDG HVAC SYS L0GIC RBSREEHV AHU-0608A R"P NISLN DMPA, MBD-bE9BA
1T41 | 1H23PL0306A | 1H23PL0306A-15 | 6N762-1 DCM3 | 1 | D | KWA1918AH | E | 0x00182825 | REACT0R BLDG HVAC SYS L0GIC RBSREEHV SPLY FAN 0608A2 INL ISLN DMPR. MBD-0209A2
1T41 | 1H23PL0306A | 1H23PL0306A-19 | 6N762-1 DCM3 | 1 | C | KWA1918AH | D | 0x0017d8d1 | REACT0R BLDG HVAC SYS L0GIC RBSREHV - RHR PUMP R00M A AHU-0 103A
1T41 | 1H23PL0306A | 1H23PL0306A-20 | 6N762-1 DCM3 | 1 | B | KWA1918AH | C | 0x0017d953 | REACT0R BLDG HVAC SYS L0GIC RBSREHV - RCIC PUMP R00M AHU-0 104
1T41 | 1H23PL0306A | 1H23PL0306A-21 | 6N762-1 DCM3 | 1 | E | KWA1918AH | D | 0x00194574 | REACT0R BLDG HVAC SYS L0GIC RBSRDGHV DIV A FAN-0502A 1
1T41 | 1H23PL0306A | 1H23PL0306A-22 | 6N762-1 DCM3 | 1 | D | KWA1918AH | D | 0x00194b4e | REACT0R BLDG HVAC SYS L0GIC RBSRDGHV DIV A FAN-0502A2
1T41 | 1H23PL0306A | 1H23PL0306A-23 | 6N762-1 DCM3 | 1 | C | KWA1918AH | C | 0x0017a7e6 | REACT0R BLDG HVAC SYS L0GIC RBSRDGHV DIV A FAN-0502Al6A2 INL ISLN DMPR, ABD-0343Al/A2
1T41 | 1H23PL0306A | 1H23PL0306A-24 | 6N762-1 DCM3 | 1 | C | KWA1918AH | C | 0x00185d60 | REACT0R BLDG HVAC SYS L0GIC SPLY DUCT T0 RM 514 ABD-0536A 6 ABD-0347A
1T41 | 1H23PL0306A | 1H23PL0306A-25 | 6N762-1 DCM3 | 1 | F | KWA1918AH | D | 0x001942bc | REACT0R BLDG HVAC SYS L0GIC RBSREEHV DIV A EXHAUST FAN-060 1A1
1T41 | 1H23PL0306A | 1H23PL0306A-26 | 6N762-1 DCM3 | 1 | C | KWA1918AH | D | 0x00182672 | REACT0R BLDG HVAC SYS L0GIC RBSREEHV EXH FAN-0601A1 INL ISLN DMPR. MBD-0253A1
1T41 | 1H23PL0306A | 1H23PL0306A-27 | 6N762-1 DCM3 | 1 | C | KWA1918AH | D | 0x00182690 | REACT0R BL0B MVAC @Vb L0QZ0 RBSREEHV EXH FAN-0601Al 0UT ISLN DMPR, MBD-0254A1
1T41 | 1H23PL0306A | 1H23PL0306A-28 | 6N762-1 DCM3 | 1 | G | KWA1918AH | E | 0x00193e6a | REACT0R BLDG HVAC SYS L0GIC RBSREEHV DIV A EXHAUST FAN-0601A2
1T41 | 1H23PL0306A | 1H23PL0306A-29 | 6N762-1 DCM3 | 1 | C | KWA1918AH | D | 0x00182936 | REACT0R BLDG HVAC SYS L0GIC RBSREEHV EXH FAN-0601A2 INL ISLN DMPR.MBD-0253A2
1T41 | 1H23PL0306A | 1H23PL0306A-30 | 6N762-1 DCM3 | 1 | C | KWA1918AH | D | 0x0018294e | REACT0R BLDG HVAC SYS L0GIC RBSREEHV EXH FAN-0601A2 0UT ISLN DMPR. MBD-0254A2
1T41 | 1H23PL0306A | 1H23PL0306A-31 | 6N762-1 DCM3 | 1 | C | KWA1918AH | D | 0x0017fd4c | REACT0R BLDG HVAC SYS L0GIC RBSREEHV SM0KE FAN-0609A INL ISLN DMPR. MBD-0257A
1T41 | 1H23PL0306A | 1H23PL0306A-32 | 6N762-1 DCM3 | 1 | C | KWA1918AH | D | 0x0017fd6e | REACT0R BLDG HVAC SYS L0GIC RBSREEHV SM0KE FAN-0609A 0UT ISLN DMPR, MBD-0258A
1T41 | 1H23PL0306A | 1H23PL0306A-33 | 6N762-1 DCM3 | 1 | A | KWA1918AH | B | 0x00172bfa | REACT0R BLDG HVAC SYS L0GIC RTN DUCT FR0M RM 412 ABD-0537A
1T41 | 1H23PL0602A | 1H23PL0602A-08 | 6N762-1 DCM3 | 1 | F | KWA1918AH | E | 0x001760e8 | REACT0R BLDG HVAC SYS L0GIC RBSCHV SEC CTMNT INL ISLN DMPR. ABD-0003A
1T41 | 1H23PL0602A | 1H23PL0602A-16 | 6N762-1 DCM3 | 1 | D | KWA1918AH | C | 0x001762c2 | REACT0R BLDG HVAC SYS L0GIC RBSCHV SEC CTMNT EHX ISLN DMPR, ABD-0 198A
1T41 | 1H23PL0602B | 1H23PL0602B-03 | 6N762-1 DCM3 | 2 | F | KWA1918AH | D | 0x00180cd5 | REACT0R BLDG HVAC SYS L0GIC RBSCHV SEC CTMNT INL 6 EXH ISLN DMPR. ABD-00038 & ABD-01988
1T43 | 1H12PL1209A | 1H12PL1209A-12 | 6N762-1 DCM3 | 2 | B | KWA1918AH | C | 0x0016bfe3 | C0NTR0L BLDG HVAC SYS L0GIC SREA DIV B AHU-0001B
1T43 | 1H23PL1302A | 1H23PL1302A-02 | 6N762-1 DCM3 | 1 | C | KWA1918AH | C | 0x0019039f | C0NTR0L BLDG HVAC SYS L0GIC SUPPLY FAN SREA DIV A FAN-0001A2
1T43 | 1H23PL1302A | 1H23PL1302A-03 | 6N762-1 DCM3 | 1 | C | KWA1918AH | C | 0x0018142d | C0NTR0L BLDG HVAC SYS L0GIC RECIRC DMPR SREA DIV A MBD0059A
1T43 | 1H23PL1302A | 1H23PL1302A-04 | 6N762-1 DCM3 | 1 | C | KWA1918AH | C | 0x001904e6 | C0NTR0L BLDG HVAC SYS L0GIC SUPPLY FAN SREA DIV A FAN-0001A1
1T43 | 1H23PL1302A | 1H23PL1302A-09 | 6N762-1 DCM3 | 1 | C | KWA1918AH | C | 0x0018f556 | C0NTR0L BLDG HVAC SYS L0GIC EXHAUST FAN SREA DIV A FAN-0006A1
1T43 | 1H23PL1302B | 1H23PL1302B-01 | 6N762-1 DCM3 | 2 | D | KWA1918AH | C | 0x00190df8 | C0NTR0L BLDG HVAC SYS L0GIC SUPPLY FAN SREA DIV B FAN-0001B1
1T43 | 1H23PL1302B | 1H23PL1302B-02 | 6N762-1 DCM3 | 2 | D | KWA1918AH | C | 0x00190c13 | C0NTR0L BLDG HVAC SYS L0GIC SUPPLY FAN SREA DIV B FAN-0001B2
1T43 | 1H23PL1302B | 1H23PL1302B-03 | 6N762-1 DCM3 | 2 | C | KWA1918AH | D | 0x001846dd | CTRL BLDG HVAC SYSTEM L0GIC INTAKE DMPR CRHA DIV B MBD-0002B1
1T43 | 1H23PL1302B | 1H23PL1302B-04 | 6N762-1 DCM3 | 2 | F | KWA1918AH | A | 0x00193bb4 | C0NTR0L BULD HVAC SYS L0GIC CRHA EMER SUPLY FAN DIV B FAN-0101B2
1T43 | 1H23PL1302B | 1H23PL1302B-05 | 6N762-1 DCM3 | 2 | B | KWA1918AH | C | 0x0018150a | C0NTR0L BLDG HVAC SYS L0GIC RECIRC DMPR SREA DIV B MRB0059B
1T43 | 1H23PL1302B | 1H23PL1302B-06 | 6N762-1 DCM3 | 2 | G | KWA1918AH | A | 0x00196be3 | C0NTR0L BLDG HVAC SYS L0GIC SUPPLY FAN CRHA DIV B FAN-0002B1
1T43 | 1H23PL1302B | 1H23PL1302B-07 | 6N762-1 DCM3 | 2 | C | KWA1918AH | C | 0x0018fab0 | C0NTR0L BLDG HVAC SYS L0GIC EXHAUST FAN SREA DIV B FAN-0006B1
1T43 | 1H23PL1302B | 1H23PL1302B-08 | 6N762-1 DCM3 | 2 | E | KWA1918AH | A | 0x00185b77 | C0NTR0L BLDG HVAC SYS L0GIC CRHA DIV B AHU-0002B
1T43 | 1H23PL1302B | 1H23PL1302B-09 | 6N762-1 DCM3 | 2 | F | KWA1918AH | A | 0x0019c087 | C0NTR0L BULD HVAC SYS L0GIC CRHA EMER SUPLY FAN DIV B FAN-0101B1
1T43 | 1H23PL1302B | 1H23PL1302B-10 | 6N762-1 DCM3 | 2 | B | KWA1918AH | C | 0x00182ef9 | CTRL BLDG HVAC SYSTEM L0GIC EXHAUST DMPR CRHA DIV B MBD-0036B2
1T43 | 1H23PL1302B | 1H23PL1302B-11 | 6N762-1 DCM3 | 2 | C | KWA1918AH | D | 0x00195e88 | C0NTR0L BUILDING HVAC SYS L0GIC CRHA HVAC DIV B 0UT 0F SERVICE SGTR-0101B EMER FILTER
1T43 | 1H23PL1302B | 1H23PL1302B-12 | 6N762-1 DCM3 | 2 | D | KWA1918AH | D | 0x001831fd | CTRL BLDG HVAC SYSTEM L0GIC EXHAUST DMPR CRHA DIV C MBD-0036C1
1T43 | 1H23PL1302B | 1H23PL1302B-13 | 6N762-1 DCM3 | 2 | D | KWA1918AH | D | 0x0017ca75 | C0NTR0L BLDG HVAC SYS L0GIC CRHA EMER INL DMPR DIV B MBD-0008B2
1T43 | 1H23PL1302B | 1H23PL1302B-14 | 6N762-1 DCM3 | 2 | B | KWA1918AH | C | 0x0017d22c | C0NTR0L BLDG HVAC SYS L0GIC CRHA DIV B AHU BYP RTN MBD-0114B
1T43 | 1H23PL1302B | 1H23PL1302B-15 | 6N762-1 DCM3 | 2 | D | KWA1918AH | D | 0x0017cb5b | C0NTR0L BLDG HVAC SYS L0GIC CRHA EMER INL DMPR DIV B MBD-0010B1
1T43 | 1H23PL1302B | 1H23PL1302B-16 | 6N762-1 DCM3 | 2 | B | KWA1918AH | C | 0x0017c69b | C0NTR0L BLDG HVAC SYS L0GIC CRHA DIV B AHU BYP SPLY MBD-0115B
1T43 | 1H23PL1302B | 1H23PL1302B-17 | 6N762-1 DCM3 | 2 | C | KWA1918AH | D | 0x00184e27 | CTRL BLDG HVAC SYSTEM L0GIC INTAKE DMPR CRHA DIV C MBD-0002C2
1T43 | 1H23PL1302B | 1H23PL1302B-18 | 6N762-1 DCM3 | 2 | C | KWA1918AH | C | 0x0018fb1e | C0NTR0L BLDG HVAC SYS L0GIC EXHAUST FAN SREA DIV B FAN-0006B2
1T43 | 1H23PL1302B | 1H23PL1302B-19 | 6N762-1 DCM3 | 2 | G | KWA1918AH | A | 0x0019447e | C0NTR0L BLDG HVAC SYS L0GIC SUPPLY FAN CRHA DIV B FAN-0002B2
1T43 | 1H23PL1302B | 1H23PL1302B-20 | 6N762-1 DCM3 | 2 | B | KWA1918AH | C | 0x0018879c | C0NTR0L BUILDING HVAC SYS L0GIC SREA HVAC 0UT 0F SERVICE DIV B
1T43 | 1H23PL1302B | 1H23PL1302B-21 | 6N762-1 DCM3 | 2 | C | KWA1918AH | C | 0x0017ed4b | C0NTR0L BLDG HVAC SYS L0GIC SREA EXH-RECIRC DMPR DIV B MBD-0063B
1T43 | 1H23PL1302B | 1H23PL1302B-22 | 6N762-1 DCM3 | 2 | B | KWA1918AH | C | 0x0017fa53 | C0NTR0L BLDG HVAC SYS L0GIC SREA DIV B SMK INL DMPR MBD-0099B
1T43 | 1H23PL1302B | 1H23PL1302B-23 | 6N762-1 DCM3 | 2 | B | KWA1918AH | C | 0x0017f9db | C0NTR0L BLDG HVAC SYS L0GIC SREA DIV B SMK 0UT DMPR MBD-0068B
1T43 | 1H23PL1302B | 1H23PL1302B-24 | 6N762-1 DCM3 | 2 | B | KWA1918AH | C | 0x00185449 | CTRL BLDG HVAC SYSTEM L0GIC SREA DIV B INL DMPR MBD-0038B
1T43 | 1H23PL1302B | 1H23PL1302B-25 | 6N762-1 DCM3 | 2 | C | KWA1918AH | D | 0x001829a1 | CTRL BLDG HVAC SYSTEM L0GIC CRHA AHU ISLN DMPR MSMD-0136B2
1T43 | 1H23PL1302B | 1H23PL1302B-26 | 6N762-1 DCM3 | 2 | D | KWA1918AH | D | 0x0017ee3e | CTRL BLDG HVAC SYSTEM L0GIC RECIRC DMPR CRHA DIV B MBD-0029B
1T43 | 1H23PL1302B | 1H23PL1302B-27 | 6N762-1 DCM3 | 2 | E | KWA1918AH | E | 0x00174338 | C0NTR0L BLDG HVAC SYS L0GIC CRHA DIV B AHU-0002B
1T43 | 1H23PL1302B | 1H23PL1302B-28 | 6N762-1 DCM3 | 2 | E | KWA1918AH | E | 0x0017cb2d | C0NTR0L BLDG HVAC SYS L0GIC CRHA EMER INL DMPR DIV B MBD-0008B1
1T43 | 1H23PL1302B | 1H23PL1302B-29 | 6N762-1 DCM3 | 2 | D | KWA1918AH | D | 0x0017cb4d | C0NTR0L BLDG HVAC SYS L0GIC CRHA EMER INL DMPR DIV B MBD-0010B2
1T43 | 1H23PL1302B | 1H23PL1302B-30 | 6N762-1 DCM3 | 2 | D | KWA1918AH | D | 0x00182d91 | CTRL BLDG HVAC SYSTEM L0GIC CRHA AHU ISLN DMPR MSMD-0136B1
1T43 | 1H23PL1302C | 1H23PL1302C-01 | 6N762-1 DCM3 | 3 | G | KWA1918AH | A | 0x00193dfd | C0NTR0L BULD HVAC SYS L0GIC CRHA EMER SUPLY FAN DIV C FAN-0101C2
1T43 | 1H23PL1302C | 1H23PL1302C-02 | 6N762-1 DCM3 | 3 | C | KWA1918AH | C | 0x0018fc11 | C0NTR0L BLDG HVAC SYS L0GIC EXHAUST FAN SREA DIV C FAN-0006C1
1T43 | 1H23PL1302C | 1H23PL1302C-03 | 6N762-1 DCM3 | 3 | C | KWA1918AH | D | 0x00184857 | CTRL BLDG HVAC SYSTEM L0GIC INTAKE DMPR CRHA DIV C MBD-0002C1
1T43 | 1H23PL1302C | 1H23PL1302C-04 | 6N762-1 DCM3 | 3 | C | KWA1918AH | D | 0x001963b9 | C0NTR0L BUILDING HVAC SYS L0GIC CRHA HVAC 0UT 0F SERVICE EMER FILTER SGTR-0101C
1T43 | 1H23PL1302C | 1H23PL1302C-05 | 6N762-1 DCM3 | 3 | D | KWA1918AH | E | 0x001816bc | C0NTR0L BLDG HVAC SYS L0GIC RECIRC DMPR SREA DIV C MBD-0059C
1T43 | 1H23PL1302C | 1H23PL1302C-06 | 6N762-1 DCM3 | 3 | G | KWA1918AH | A | 0x001972f5 | C0NTR0L BLDG HVAC SYS L0GIC SUPPLY FAN CRHA DIV C FAN-0002C1
1T43 | 1H23PL1302C | 1H23PL1302C-08 | 6N762-1 DCM3 | 3 | E | KWA1918AH | A | 0x001851f1 | C0NTR0L BLDG HVAC SYS L0GIC CRHA DIV C AHU-0002C
1T43 | 1H23PL1302C | 1H23PL1302C-09 | 6N762-1 DCM3 | 3 | C | KWA1918AH | C | 0x0018fb69 | C0NTR0L BLDG HVAC SYS L0GIC EXHAUST FAN SREA DIV C FAN-0006C2
1T43 | 1H23PL1302C | 1H23PL1302C-10 | 6N762-1 DCM3 | 3 | C | KWA1918AH | C | 0x00183151 | CTRL BLDG HVAC SYSTEM L0GIC EXHAUST DMPR CRHA DIV C MBD-0036C2
1T43 | 1H23PL1302C | 1H23PL1302C-11 | 6N762-1 DCM3 | 3 | C | KWA1918AH | D | 0x00184e11 | CTRL BLDG HVAC SYSTEM L0GIC INTAKE DMPR CRHA DIV B MBD-0002B2
1T43 | 1H23PL1302C | 1H23PL1302C-12 | 6N762-1 DCM3 | 3 | C | KWA1918AH | D | 0x00183319 | CTRL BLDG HVAC SYSTEM L0GIC EXHAUST DMPR CRHA DIV B MBD-0036B1
1T43 | 1H23PL1302C | 1H23PL1302C-13 | 6N762-1 DCM3 | 3 | D | KWA1918AH | D | 0x0017cb05 | C0NTR0L BLDG HVAC SYS L0GIC CRHA EMER INL DMPR DIV C MBD-0008C2
1T43 | 1H23PL1302C | 1H23PL1302C-14 | 6N762-1 DCM3 | 3 | B | KWA1918AH | C | 0x0017d0f9 | C0NTR0L BLDG HVAC SYS L0GIC CRHA DIV C AHU BYP RTN MBD-0122C
1T43 | 1H23PL1302C | 1H23PL1302C-15 | 6N762-1 DCM3 | 3 | D | KWA1918AH | D | 0x0017cae8 | C0NTR0L BLDG HVAC SYS L0GIC CRHA EMER INL DMPR DIV C MBD-0010C1
1T43 | 1H23PL1302C | 1H23PL1302C-16 | 6N762-1 DCM3 | 3 | B | KWA1918AH | C | 0x0017c6ee | C0NTR0L BLDG HVAC SYS L0GIC CRHA DIV C AHU BYP SPLY MBD-0123C
1T43 | 1H23PL1302C | 1H23PL1302C-17 | 6N762-1 DCM3 | 3 | B | KWA1918AH | C | 0x00188a0a | C0NTR0L BUILDING HVAC SYS L0GIC SREA HVAC 0UT 0F SERVICE DIV C
1T43 | 1H23PL1302C | 1H23PL1302C-18 | 6N762-1 DCM3 | 3 | D | KWA1918AH | D | 0x00182a8b | CTRL BLDG HVAC SYSTEM L0GIC CRHA AHU ISLN DMPR MSMD-0136C2
1T43 | 1H23PL1302C | 1H23PL1302C-19 | 6N762-1 DCM3 | 3 | J | KWA1918AH | A | 0x001948c9 | C0NTR0L BLDG HVAC SYS L0GIC SUPPLY FAN CRHA DIV C FAN-0002C2
1T43 | 1H23PL1302C | 1H23PL1302C-20 | 6N762-1 DCM3 | 3 | E | KWA1918AH | D | 0x00182e29 | CTRL BLDG HVAC SYSTEM L0GIC CRHA AHU ISLN DMPR MSMD-0136C1
1T43 | 1H23PL1302C | 1H23PL1302C-21 | 6N762-1 DCM3 | 3 | C | KWA1918AH | C | 0x0017ed85 | C0NTR0L BLDG HVAC SYS L0GIC SREA EXH-RECIRC DMPR DIV C MBD-0063C
1T43 | 1H23PL1302C | 1H23PL1302C-22 | 6N762-1 DCM3 | 3 | B | KWA1918AH | C | 0x0017fa8b | C0NTR0L BLDG HVAC SYS L0GIC SREA DIV C SMK INL DMPR MBD-0099C
1T43 | 1H23PL1302C | 1H23PL1302C-23 | 6N762-1 DCM3 | 3 | B | KWA1918AH | C | 0x0017fa1d | C0NTR0L BLDG HVAC SYS L0GIC SREA DIV C SMK 0UT DMPR MBD-0068C
1T43 | 1H23PL1302C | 1H23PL1302C-24 | 6N762-1 DCM3 | 3 | C | KWA1918AH | D | 0x00185546 | CTRL BLDG HVAC SYSTEM L0GIC SREA DIV C INL DMPR MBD-0038C
1T43 | 1H23PL1302C | 1H23PL1302C-25 | 6N762-1 DCM3 | 3 | D | KWA1918AH | D | 0x0017cad3 | C0NTR0L BLDG HVAC SYS L0GIC CRHA EMER INL DMPR DIV C MBD-0010C2
1T43 | 1H23PL1302C | 1H23PL1302C-26 | 6N762-1 DCM3 | 3 | D | KWA1918AH | D | 0x0017efbd | CTRL BLDG HVAC SYSTEM L0GIC RECIRC DMPR CRHA DIV C MBD-0029C
1T43 | 1H23PL1302C | 1H23PL1302C-27 | 6N762-1 DCM3 | 3 | E | KWA1918AH | D | 0x00178199 | C0NTR0L BLDG HVAC SYS L0GIC CRHA DIV C AHU-0002C
1T43 | 1H23PL1302C | 1H23PL1302C-28 | 6N762-1 DCM3 | 3 | D | KWA1918AH | D | 0x0017cb39 | C0NTR0L BLDG HVAC SYS L0GICCRHA EMER INL DMPR DIV C MBD-0008C1
1T49 | 1H23PL0305C | 1H23PL0305C-12 | 6N762-1 DCM3 | 3 | J | KWA1918AH | A | 0x0019dec4 | FLAMMABILITY C0NTR0L L0GIC DW T0 RCB C. IS0L VALVE MBV-000lC. DIV III
1T49 | 1H23PL0305C | 1H23PL0305C-13 | 6N762-1 DCM3 | 3 | D | KWA1918AH | D | 0x0017eae9 | FLAMMABILITY C0NTR0L L0GIC RCB C RHR CLG WTR ISDL VALVE MBV-00I0C. DIV III
1T49 | 1H23PL0305C | 1H23PL0305C-14 | 6N762-1 DCM3 | 3 | D | KWA1918AH | D | 0x001847b5 | FLAMMABILITY C0NTR0L L0GIC DW T0 RCB C. IS0L VALVE MBV-0002C. DIV III
1T49 | 1H23PL0305C | 1H23PL0305C-15 | 6N762-1 DCM3 | 3 | G | KWA1918AH | A | 0x0018477a | FLAMMABILITY C0NTR0L L0GIC RCB C T0 WW, IS0L VALVE MBV-0004C. DIV III
1T49 | 1H23PL0305C | 1H23PL0305C-17 | 6N762-1 DCM3 | 3 | D | KWA1918AH | D | 0x00184787 | FLAMMABILITY C0NTR0L L0GIC RCB C EFL WW, IS0L VALVE MBV-0005C. DIV I11
1T49 | 1H23PL0305C | 1H23PL0305C-21 | 6N762-1 DCM3 | 3 | G | KWA1918AH | A | 0x001628a8 | FLAMMABILITY C0NTR0L L0GIC RCB UNIT C INTERFACE SIGNAL DIV III
1T49 | 1H23PL0305C | 1H23PL0305C-22 | 6N762-1 DCM3 | 3 | F | KWA1918AH | A | 0x001629c1 | FLAMMABILITY C0NTR0L L0GIC RCB C REC UNIT C INTERFACE SIGNALS DIV III
1T49 | 1H23PL0305C | 1H23PL0305C-24 | 6N762-1 DCM3 | 3 | A | KWA1918AH | A | 0x00162c9a | FLAMMABILITY CONTROL LOGIC RCB UNIT C INTERFACE SIGNAL DIV III
1T49 | 1H23PL0305C | 1H23PL0305C-25 | 6N762-1 DCM3 | 3 | B | KWA1918AH | B | 0x00183c93 | FLAMMABILITY CONTROL LOGIC RCB UNIT C INTERFACE SIGNALS AND FCS SYSTEM OUT OF SERVICE DIV III
1T49 | 1H23PL0305C | 1H23PL0305C-26 | 6N762-1 DCM3 | 3 | A | KWA1918AH | A | 0x001628f3 | FLAMMABILITY CONTROL LOGIC RCB UNIT C INTERFACE SIGNAL DIV III
1T49 | 1H23PL0306B | 1H23PL0306B-01 | 6N762-1 DCM3 | 2 | G | KWA1918AH | A | 0x0016287f | FLAMMABILITY C0NTR0L L0GIC RCB UNIT B INTERFACE SIGNAL DIV II
1T49 | 1H23PL0306B | 1H23PL0306B-02 | 6N762-1 DCM3 | 2 | F | KWA1918AH | A | 0x00162998 | FLAMMABILITY C0NTR0L L0GIC RCB UNIT B INTERFACE SIGNAL DIV II
1T49 | 1H23PL0306B | 1H23PL0306B-03 | 6N762-1 DCM3 | 2 | G | KWA1918AH | A | 0x0017e5fb | FLAMMABILITY C0NTR0L L0GIC RCB 8 RHR CLG WTR IS0L VALVE MBV-0010B. DIV II
1T49 | 1H23PL0306B | 1H23PL0306B-05 | 6N762-1 DCM3 | 2 | H | KWA1918AH | A | 0x0019e91a | FLAMMABILITY C0NTR0L L0GIC DW T0 RCB B. IS0L VALVE MBV-000lB. DIV II
1T49 | 1H23PL0306B | 1H23PL0306B-06 | 6N762-1 DCM3 | 2 | D | KWA1918AH | D | 0x001842ec | FLAMMABIL~TY C0NTR0L L0GIC 0W T0 RCB B. IS0L VALVE MBV-00026. DIV II
1T49 | 1H23PL0306B | 1H23PL0306B-09 | 6N762-1 DCM3 | 2 | D | KWA1918AH | D | 0x00184312 | FLAMMABILITY C0NTR0L L0GIC RCB B T0 WW. IS0L VALVE MBV-0004B. DIV II
1T49 | 1H23PL0306B | 1H23PL0306B-10 | 6N762-1 DCM3 | 2 | D | KWA1918AH | D | 0x001844c3 | FLAMMABILITY C0NTR0L L0GIC RCB B T0 WW. IS0L VALVE MBV-0005B. DIV II
1T49 | 1H23PL0306B | 1H23PL0306B-12 | 6N762-1 DCM3 | 2 | A | KWA1918AH | A | 0x001628cd | FLAMMABILITY C0NTR0L L0GIC RCB UNIT B INTERFACE SIGNAL DIV II
1T49 | 1H23PL0306B | 1H23PL0306B-13 | 6N762-1 DCM3 | 2 | A | KWA1918AH | A | 0x00162c7a | FLAMMABILITY C0NTR0L L0GIC RCB UNIT B INTERFACE SIGNAL DIV II
1T49 | 1H23PL0306B | 1H23PL0306B-14 | 6N762-1 DCM3 | 2 | B | KWA1918AH | B | 0x00183301 | FLAMMABILITY C0NTR0L L0GIC RCB UNIT B INTERFACE SIGNAL AND FCS SYSTEM OUT OF SERVICE DIV I I
1T55 | 1H23PL5070A | 1H23PL5070A-01 | 6N762-1 DCM3 | 1 | B | KWA1918AH | C | 0x00184f58 | AX BLDG SERV WATER SYSTEM PUMP H0USE HVAC (SAFETY)iT55-FAN-5101A1
1T55 | 1H23PL5070A | 1H23PL5070A-03 | 6N762-1 DCM3 | 1 | B | KWA1918AH | C | 0x0017e821 | RX BLDG SERV WATER SYSTEM PUMP H0USE HVAC (SAFETY)1T55-FAN-510iA2
1T55 | 1H23PL5070A | 1H23PL5070A-07 | 6N762-1 DCM3 | 1 | B | KWA1918AH | C | 0x0017f375 | RX BLDG SERV WATER PUMP H0USE HVAC (SAFETY) 1T55-FAN-5202Ai
1T55 | 1H23PL5070A | 1H23PL5070A-08 | 6N762-1 DCM3 | 1 | B | KWA1918AH | C | 0x0017f07d | RX BLDG SERV WATER PUMP H0USE HVAC (SAFETY) 1T55-FAN-5202A2
1T55 | 1H23PL5070A | 1H23PL5070A-09 | 6N762-1 DCM3 | 1 | B | KWA1918AH | C | 0x0017efc1 | RX BLDG SERV WATER PUMP H0USE HVAC (SAFETY)1T55-FAN-520iAl
1T55 | 1H23PL5070A | 1H23PL5070A-10 | 6N762-1 DCM3 | 1 | B | KWA1918AH | C | 0x0017ef13 | RX BLDG SERV WATER PUMP H0USE HVAC (SAFETY) 1T55-FAN-520lA2
1T55 | 1H23PL5070A | 1H23PL5070A-11 | 6N762-1 DCM3 | 1 | B | KWA1918AH | C | 0x0017b8a9 | RX BLDG SERV WATER PUMP H0USE HVAC (SAFETY)1T55-MBD-5202Ai
1T55 | 1H23PL5070A | 1H23PL5070A-12 | 6N762-1 DCM3 | 1 | B | KWA1918AH | C | 0x0017b766 | RX BLDG SERV WATER PUMP H0USE HVAC (SAFETY)lT55-MBD-5201A1
1T55 | 1H23PL5070A | 1H23PL5070A-13 | 6N762-1 DCM3 | 1 | A | KWA1918AH | B | 0x0017b9cc | AX BLDG SERV WATER PUMP H0USE HVAC (SAFETY) 1T55-MBD-5202A4
1T55 | 1H23PL5070A | 1H23PL5070A-14 | 6N762-1 DCM3 | 1 | A | KWA1918AH | B | 0x0017b889 | RX BLDG SERV WATER PUMP H0USE HVAC (SAFETY) iT55-MBD-5201A2
1T55 | 1H23PL5070B | 1H23PL5070B-01 | 6N762-1 DCM3 | 2 | B | KWA1918AH | C | 0x00184e20 | RX BLDG SERV WATER SYSTEM PUMP H0USE HVAC (SAFETY) 1T55-FAN-510 1B 1
1T55 | 1H23PL5070B | 1H23PL5070B-03 | 6N762-1 DCM3 | 2 | B | KWA1918AH | C | 0x0017e876 | RX BLDG SERV WATER SYSTEM PUMP H0USE HVAC (SAFETY)1T55-FAN-5 10 1B2
1T55 | 1H23PL5070B | 1H23PL5070B-07 | 6N762-1 DCM3 | 2 | B | KWA1918AH | C | 0x0017f5a7 | RX BLDG SERV WATER PUMP H0USE HVAC (SAFETY)1T55-FAN-5202B1
1T55 | 1H23PL5070B | 1H23PL5070B-08 | 6N762-1 DCM3 | 2 | B | KWA1918AH | C | 0x0017f211 | RX BLDG SERV WATER PUMP H0USE HVAC (SAFETY) iT55-FAN-5202B2
1T55 | 1H23PL5070B | 1H23PL5070B-09 | 6N762-1 DCM3 | 2 | B | KWA1918AH | C | 0x0017f154 | RX BLDG SERV WATER PUMP H0USE HVAC (SAFETY) 1T55-FAN-5201B1
1T55 | 1H23PL5070B | 1H23PL5070B-10 | 6N762-1 DCM3 | 2 | B | KWA1918AH | C | 0x0017f0aa | RX BLDG SERV WATER PUMP H0USE HVAC (SAFETY) 1T55-FAN-5201B2
1T55 | 1H23PL5070B | 1H23PL5070B-11 | 6N762-1 DCM3 | 2 | B | KWA1918AH | C | 0x0017b9ea | RX BLDG SERV WATER PUMP H0USE HVAC (SAFETY)1T55-MBD-5202B1
1T55 | 1H23PL5070B | 1H23PL5070B-12 | 6N762-1 DCM3 | 2 | B | KWA1918AH | C | 0x0017b8a7 | RX BLDG SERV WATER PUMP H0USE HVAC (SAFETY) 1T55-MBD-5201B1
1T55 | 1H23PL5070B | 1H23PL5070B-13 | 6N762-1 DCM3 | 2 | A | KWA1918AH | B | 0x0017ba0e | RX BLDG SERV WATER PUMP H0USE HVAC (SAFETY) 1T55-MBD-5202B4
1T55 | 1H23PL5070B | 1H23PL5070B-14 | 6N762-1 DCM3 | 2 | A | KWA1918AH | B | 0x0017b8cb | RX BLDG SERV WATER PUMP H0USE HVAC (SAFETY)1T55-MBD-5201B2
1T55 | 1H23PL5070C | 1H23PL5070C-01 | 6N762-1 DCM3 | 3 | B | KWA1918AH | C | 0x0017ffc7 | RX BLDG SERV WATER SYSTEM PUMP H0USE HVAC (SAFETY) lT55-FAN-5 10 IC
1T55 | 1H23PL5070C | 1H23PL5070C-03 | 6N762-1 DCM3 | 3 | B | KWA1918AH | C | 0x0017e63c | RX BLDG SERV WATER SYSTEM PUMP H0USE HVAC (SAFETY) lT55-FAN-510 lC2
1T55 | 1H23PL5070C | 1H23PL5070C-07 | 6N762-1 DCM3 | 3 | B | KWA1918AH | C | 0x0017f0c1 | RX BLDG SERV WATER PUMP H0USE HVAC (SAFETY)lT55-FAN-5202C1
1T55 | 1H23PL5070C | 1H23PL5070C-08 | 6N762-1 DCM3 | 3 | B | KWA1918AH | C | 0x0017ee29 | RX BLDG SERV WATER PUMP H0USE HVAC (SAFETY) lT55-FAN-5202C2
1T55 | 1H23PL5070C | 1H23PL5070C-09 | 6N762-1 DCM3 | 3 | B | KWA1918AH | C | 0x0017ed1e | RX BLDG SERV WATER PUMP H0USE HVAC (SAFETY) 1T55-FAN-5201Cl
1T55 | 1H23PL5070C | 1H23PL5070C-10 | 6N762-1 DCM3 | 3 | B | KWA1918AH | C | 0x0017ebc0 | RX BLDG SERV WATER PUMP H0USE HVAC (SAFETY) lT55-FAN-520 lC2
1T55 | 1H23PL5070C | 1H23PL5070C-11 | 6N762-1 DCM3 | 3 | B | KWA1918AH | C | 0x0017b8a7 | RX BLDG SERV WATER PUMP H0USE HVAC (SAFETY) lT55-MBD-5202Cl
1T55 | 1H23PL5070C | 1H23PL5070C-12 | 6N762-1 DCM3 | 3 | B | KWA1918AH | C | 0x0017b764 | RX BLDG SERV WATER PUMP H0USE HVAC (SAFETY) I lT55-MBD-520 IC I
1T55 | 1H23PL5070C | 1H23PL5070C-13 | 6N762-1 DCM3 | 3 | A | KWA1918AH | B | 0x0017b8cb | RX BLDG SERV WATER PUMP H0USE HVAC (SAFETY) lT55-MBD-5202C4
1T55 | 1H23PL5070C | 1H23PL5070C-14 | 6N762-1 DCM3 | 3 | A | KWA1918AH | B | 0x0017b788 | RX BLDG SERV WATER PUMP H0USE HVAC (SAFETY) lT55-MBD-520lC2
1T62 | 1H23PL0301B | 1H23PL0301B-14 | 6N762-1 DCM3 | 2 | C | KWA1918AH | C | 0x0017c63a | C0NTAINMENT M0NIT0RING L0GIC P0ST ACCIDENT SAMPLING VALVES SBV-0013B, SBV-0016 DIV II
1T62 | 1H23PL0301B | 1H23PL0301B-15 | 6N762-1 DCM3 | 2 | C | KWA1918AH | C | 0x00170c69 | C0NTAINMENT M0NIT0RING L0GIC P0ST ACCIDENT SAMPLING VALVE SBV-0023 DIV II
1T62 | 1H23PL0301B | 1H23PL0301B-16 | 6N762-1 DCM3 | 2 | C | KWA1918AH | C | 0x0017c6be | C0NTAINMENT M0NIT0RING L0GIC P0ST ACCIDENT SAMPLING VALVES SBV-0014B, SBV-0022 DIV II
1T62 | 1H23PL0301B | 1H23PL0301B-27 | 6N762-1 DCM3 | 2 | B | KWA1918AH | B | 0x0017332f | C0NTAINMENT M0NIT0RING L0GIC INSTRUMENT SENSING LINE VALVES SBV-0701B, SBV-0703B DIV II
1T62 | 1H23PL0301B | 1H23PL0301B-28 | 6N762-1 DCM3 | 2 | B | KWA1918AH | B | 0x001733b1 | C0NTAINMENT M0NIT0RING L0GIC INSTRUMENT SENSING LINE VALVES SBV-0705B, SBV-0707B DIV II
1T62 | 1H23PL0301B | 1H23PL0301B-29 | 6N762-1 DCM3 | 2 | B | KWA1918AH | B | 0x00173433 | C0NTAINMENT M0NIT0RING L0GIC INSTRUMENT SENSING LINE VALVES SBV-0713B, SBV-0721B DIV II
1T62 | 1H23PL0301B | 1H23PL0301B-30 | 6N762-1 DCM3 | 2 | C | KWA1918AH | C | 0x00182414 | CNTMT M0NIT0RING L0GIC SAMPLE VALVES SBV-0004B & SBV-0009B DIV II
1T62 | 1H23PL0301B | 1H23PL0301B-31 | 6N762-1 DCM3 | 2 | E | KWA1918AH | C | 0x001668d0 | CNTMT M0NIT0RING L0GIC RADIATI0N M0NIT0RING DIV II
1T62 | 1H23PL0301B | 1H23PL0301B-32 | 6N762-1 DCM3 | 2 | B | KWA1918AH | B | 0x00173572 | C0NTAINMENT M0NIT0RING L0GIC INSTRUMENT SENSING LINE VALVES SBV-0735B, SBV-0737B DIV II
1T62 | 1H23PL0301B | 1H23PL0301B-35 | 6N762-1 DCM3 | 2 | B | KWA1918AH | B | 0x00162c4b | CNTMT M0NIT0RING L0GIC SAMPLE VALVES SBV-0004B & SBV-0009B, DIV II
1T62 | 1H23PL0301D | 1H23PL0301D-01 | 6N762-1 DCM3 | 4 | A | KWA1918AH | B | 0x00173333 | C0NTAINMENT M0NIT0RING L0GIC INSTRUMENT SENSING LINE VALVE SBV-0701D, SBV-0703D DIV IV
1T62 | 1H23PL0301D | 1H23PL0301D-02 | 6N762-1 DCM3 | 4 | A | KWA1918AH | B | 0x0016b9b3 | C0NTAINMENT M0NIT0RING L0GIC INSTRUMENT SENSING LINE VALVE SBV-0719D DIV IV
1T62 | 1H23PL0305C | 1H23PL0305C-16 | 6N762-1 DCM3 | 3 | B | KWA1918AH | C | 0x0018261a | CNTMT M0NIT0RING L0GIC SAMPLE VALVES SBV-0004C & SBV-0009C DIV III
1T62 | 1H23PL0305C | 1H23PL0305C-18 | 6N762-1 DCM3 | 3 | A | KWA1918AH | B | 0x00173282 | C0NTAINMENT M0NIT0RING L0GIC INSTRUMENT SENSING LINE VALVES SBV-0701C, SBV-0703C DIV III
1T62 | 1H23PL0305C | 1H23PL0305C-19 | 6N762-1 DCM3 | 3 | A | KWA1918AH | B | 0x00173304 | C0NTAINMENT M0NIT0RING L0GIC INSTRUMENT SENSING LINE VALVES SBV-0705C, SBV-0707C DIV III
1T62 | 1H23PL0305C | 1H23PL0305C-20 | 6N762-1 DCM3 | 3 | A | KWA1918AH | B | 0x001733fe | C0NTAINMENT M0NIT0RING L0GIC INSTRUMENT SENSING LINE VALVES SBV-0765C, SBV-0767C DIV III
1T62 | 1H23PL0305C | 1H23PL0305C-23 | 6N762-1 DCM3 | 3 | B | KWA1918AH | C | 0x00162da8 | CNTMT M0NIT0RING L0GIC SAMPLE VALVES SBV-0004C & SBV-0009C, DIV III
1T62 | 1H23PL0306A | 1H23PL0306A-05 | 6N762-1 DCM3 | 1 | A | KWA1918AH | B | 0x00173349 | C0NTAINMENT M0NIT0RING L0GIC INSTRUMENT SENSING LINE VALVES SBV-0713A, SBV-0721A DIV I
1T62 | 1H23PL0306A | 1H23PL0306A-06 | 6N762-1 DCM3 | 1 | A | KWA1918AH | B | 0x0017334a | C0NTAINMENT M0NIT0RING L0GIC INSTRUMENT SENSING LINE VALVES SBV-0701A, SBV-0703A DIV I
1T62 | 1H23PL0306A | 1H23PL0306A-09 | 6N762-1 DCM3 | 1 | B | KWA1918AH | C | 0x0017c56c | C0NTAINMENT M0NIT0RING L0GIC P0ST ACCIDENT SAMPLING VALVES SBV-0013A, SBV-0014A DIV I
1T62 | 1H23PL0306A | 1H23PL0306A-10 | 6N762-1 DCM3 | 1 | B | KWA1918AH | C | 0x0017c5e5 | C0NTAINMENT M0NIT0RING L0GIC P0ST ACCIDENT SAMPLING VALVES SBV-0015, SBV-0021 DIV I
1T62 | 1H23PL0306A | 1H23PL0306A-13 | 6N762-1 DCM3 | 1 | B | KWA1918AH | C | 0x0017c66b | C0NTAINMENT M0NIT0RING L0GIC P0ST ACCIDENT SAMPLING VALVES SBV-0024, SBV-0025 DIV I
1T62 | 1H23PL0306A | 1H23PL0306A-34 | 6N762-1 DCM3 | 1 | D | KWA1918AH | C | 0x001668c9 | CNTMT M0NIT0RING L0GIC RADIATI0N M0NIT0RING DIV I
1T62 | 1H23PL0501A | 1H23PL0501A-23 | 6N762-1 DCM3 | 1 | A | KWA1918AH | B | 0x00173319 | C0NTAINMENT M0NIT0RING L0GIC INSTRUMENT SENSING LINE VALVES SBV-0709A, SBV-0711A DIV I
1T62 | 1H23PL0501A | 1H23PL0501A-24 | 6N762-1 DCM3 | 1 | A | KWA1918AH | B | 0x0017329c | C0NTAINMENT M0NIT0RING L0GIC INSTRUMENT SENSING LINE VALVES SBV-0715, SBV-0717A DIV I
1T62 | 1H23PL0501A | 1H23PL0501A-25 | 6N762-1 DCM3 | 1 | C | KWA1918AH | D | 0x0016b9dd | CNTMT M0NIT0RING L0GIC INSTR SINSING LINE VALVE SBV-0719A DIV I
1T62 | 1H23PL0501C | 1H23PL0501C-01 | 6N762-1 DCM3 | 3 | B | KWA1918AH | C | 0x0016ba67 | CNTMT M0NIT0RING L0GIC INSTR SINSING LINE VALVE SBV-0719C DIV III
1T62 | 1H23PL0501C | 1H23PL0501C-03 | 6N762-1 DCM3 | 3 | C | KWA1918AH | D | 0x00176fcb | CNTMT M0NIT0RING L0GIC SAMPLE VALVE SBV-0006C DIV III
1T62 | 1H23PL0602B | 1H23PL0602B-05 | 6N762-1 DCM3 | 2 | E | KWA1918AH | E | 0x001828ff | CNTMT M0NIT0RING L0GIC SAMPLE VALVES SBV-0002B & SBV-0005B, DIV II
1T62 | 1H23PL0602B | 1H23PL0602B-06 | 6N762-1 DCM3 | 2 | B | KWA1918AH | C | 0x00175ec9 | C0NTAINMENT M0NIT0RING L0GIC HYDR0GEN & 0XYGEN PANEL PL-0001B DIV II
1T62 | 1H23PL0602B | 1H23PL0602B-09 | 6N762-1 DCM3 | 2 | B | KWA1918AH | C | 0x00162a65 | CNTMT M0NIT0RING L0GIC SAMPLE VALVES SBV-0002B & SBV-0005B, DIV II
1T62 | 1H23PL0602C | 1H23PL0602C-01 | 6N762-1 DCM3 | 3 | B | KWA1918AH | C | 0x00182b76 | CNTMT M0NIT0RING L0GIC SAMPLE VALVES SBV-0002C & SBV-0005C DIV III
1T62 | 1H23PL0602C | 1H23PL0602C-02 | 6N762-1 DCM3 | 3 | B | KWA1918AH | C | 0x00176022 | C0NTAINMENT M0NIT0RING L0GIC HYDR0GEN & 0XYGEN PANEL PL-0001C DIV III
1T62 | 1H23PL0602C | 1H23PL0602C-05 | 6N762-1 DCM3 | 3 | B | KWA1918AH | C | 0x00162b90 | CNTMT M0NIT0RING L0GIC SAMPLE VALVES SBV-0002C & SBV-0005C DIV III
1T63 | 1H23PL0501A | 1H23PL0501A-22 | 6N762-1 DCM3 | 1 | B | KWA1918AH | C | 0x0017c227 | PR0C RAD M0NIT0RING L0GIC DIV I DW INFL0W IS0 VALVE SBV-0006 AND SBV-0009
1T63 | 1H23PL1401A | 1H23PL1401A-12 | 6N762-1 DCM3 | 1 | D | KWA1918AH | B | 0x00169f05 | PR0C RAD M0NIT0RING L0GIC DIV I RMS PRM-1001A. 1002A1
1T63 | 1H23PL1401A | 1H23PL1401A-13 | 6N762-1 DCM3 | 1 | B | KWA1918AH | B | 0x0016c6de | PR0C RAD M0NIT0RING L0GIC DIV I RMS PRM-1002A2.1002A3.1002A4
1T63 | 1H23PL1401A | 1H23PL1401A-15 | 6N762-1 DCM3 | 1 | D | KWA1918AH | C | 0x001697a8 | PR0C RAD M0NIT0RING L0GIC DIV I AFHV MAIN AREA AHU RMS PRM-1002A5, 1002A6
1T63 | 1H23PL1401A | 1H23PL1401A-17 | 6N762-1 DCM3 | 1 | C | KWA1918AH | B | 0x0016ac9d | PR0C RAD M0NIT0RING L0GIC DIV I DRYWELL LCW 6 HCW SUMP RMS PRM-00 10A, 00 108
1T63 | 1H23PL1401B | 1H23PL1401B-14 | 6N762-1 DCM3 | 2 | D | KWA1918AH | B | 0x00169ea4 | PR0C RAD M0NIT0RING L0GIC DIV I1 MSL 6 RB HVAC RMS PRM-100 1B. PRM-100281
1T63 | 1H23PL1401B | 1H23PL1401B-15 | 6N762-1 DCM3 | 2 | B | KWA1918AH | B | 0x0016c689 | PR0C RAD M0NIT0RING L0GIC DIV II RMS PRM-1002B2, PRM-100283. PRM-100284
1T63 | 1H23PL1401C | 1H23PL1401C-02 | 6N762-1 DCM3 | 3 | B | KWA1918AH | B | 0x0016c620 | PR0C RAD M0NIT0RING L0GIC DIV III RMS PRM- 1002C2, PRM- 1002C3, PRM- 1002C4
1T63 | 1H23PL1401C | 1H23PL1401C-10 | 6N762-1 DCM3 | 3 | D | KWA1918AH | B | 0x00169e34 | PR0C RAD M0NIT0RING L0GIC DIV III RMS PRM-100 1C, PRM-1002C1
1T63 | 1H23PL1401D | 1H23PL1401D-02 | 6N762-1 DCM3 | 4 | D | KWA1918AH | C | 0x00169e68 | PR0C RAD M0NIT0RING L0GIC DIV IV MAIN STEAM LINE RMS PRM-10101D / PRM-100201
1T63 | 1H23PL1401D | 1H23PL1401D-03 | 6N762-1 DCM3 | 4 | B | KWA1918AH | B | 0x0016c65d | PR0C RAD M0NIT0RING L0GIC DIV IV RMS PRM-10102D2. 100203, 100204
1W12 | 1H23PL5071A | 1H23PL5071A-02 | 6N762-1 DCM3 | 1 | D | KWA1918AH | A | 0x00189e18 | INTAKE SCRNGSCRN WASH (SAFETY) SCRN WSH PMP STRNR BACKWSH VLVS IW 12-MBV5006A I
1W12 | 1H23PL5071A | 1H23PL5071A-06 | 6N762-1 DCM3 | 1 | B | KWA1918AH | C | 0x00192b21 | INTAKE SCREEN G SCREEN WASH (SAFETY) TRVLNG WTR SCRNS TSCN5001A1
1W12 | 1H23PL5071A | 1H23PL5071A-08 | 6N762-1 DCM3 | 1 | B | KWA1918AH | C | 0x00192b2a | INTAKE SCREEN f SCREEN WASH (SAFETY) TRVLNG WTR SCRNS TSCN5001A2
1W12 | 1H23PL5071A | 1H23PL5071A-09 | 6N762-1 DCM3 | 1 | C | KWA1918AH | D | 0x00182504 | INTAKE SCRNGSCRN WASH(SAFETY) SCRN WSH PMP STRNRS lWl2-STR5001Al
1W12 | 1H23PL5071A | 1H23PL5071A-11 | 6N762-1 DCM3 | 1 | C | KWA1918AH | D | 0x0018257c | INTAKE SCRNGSCRN WASH (SAFETY) SCRN WSH PMP STRNRS lWl2-STR500lA2
1W12 | 1H23PL5071A | 1H23PL5071A-13 | 6N762-1 DCM3 | 1 | D | KWA1918AH | A | 0x00185c4a | INTAKE SCRNGSCRN WASH(SAFETY) SCRN WSH PMP STRNR BACKWSH VLVS 1W12-MBV5006A2
1W12 | 1H23PL5071A | 1H23PL5071A-17 | 6N762-1 DCM3 | 1 | C | KWA1918AH | A | 0x00182734 | INTAKE SCRNGSCRN WASH(SAFETY) SCREEN WASH PUMP 1Wl2-P500lAl
1W12 | 1H23PL5071A | 1H23PL5071A-18 | 6N762-1 DCM3 | 1 | C | KWA1918AH | A | 0x00182799 | INTAKE SCRNGSCRN WASH(SAFETY) SCREEN WASH PUMP 1W 12-P500 1A2
STC | 1H12PL1109A | 1H12PL1109A-03 | 6N762-1 DCM3 | 1 | D | KWA1918AH | C | 0x0018ac89 | SURVEILLANCE TEST C0NTR0LLER L0GIC TEST RESP0NSE C0LLECTI0N LT1 THR0UGH LT15
STC | 1H12PL1209A | 1H12PL1209A-34 | 6N762-1 DCM3 | 2 | D | KWA1918AH | C | 0x001919bd | SURVEILLANCE TEST C0NTR0LLER SCFT BISTABLE FEEDBACK SENS0R TESTS 1 THRU 7
STC | 1H12PL1209A | 1H12PL1209A-35 | 6N762-1 DCM3 | 2 | D | KWA1918AH | C | 0x0019d02a | SURVEILLANCE TEST C0NTR0LLER SCFT BISTABLE FEEDBACK SENS0R TESTS 8 THRU 17
STC | 1H12PL1209A | 1H12PL1209A-36 | 6N762-1 DCM3 | 2 | D | KWA1918AH | C | 0x0018b64b | SURVEILLANCE TEST C0NTR0LLER SCFT BISTABLE FEEDBACK SENS0R TESTS 18 THRU 28
STC | 1H12PL1209A | 1H12PL1209A-37 | 6N762-1 DCM3 | 2 | D | KWA1918AH | C | 0x0018b92c | SURVEILLANCE TEST C0NTR0LLER SCFT BISTABLE FEEDBACK SENS0R TESTS 29 THRU 40
STC | 1H12PL1209A | 1H12PL1209A-38 | 6N762-1 DCM3 | 2 | F | KWA1918AH | D | 0x0019e798 | SURVEILLANCE TEST C0NTR0LLER SCFT BISTABLE FEEDBACK SENS0R TESTS 41 THRU 54
STC | 1H12PL1209A | 1H12PL1209A-39(1) | 6N762-1 DCM3 | 2 | F | KWA1918AH | A | 0x0019ff3c | SURVEILLANCE TEST C0NTR0LLER DIV FUNCT TEST SEQ LT17 - LT35
STC | 1H12PL1209A | 1H12PL1209A-39(2) | 6N762-1 DCM3 | 2 | F | KWA1918AH | A | 0x0019ff3c | SURVEILLANCE TEST C0NTR0LLER DIV FUNCT TEST SEQ LT17 - LT35
STC | 1H12PL1209A | 1H12PL1209A-40 | 6N762-1 DCM3 | 2 | E | KWA1918AH | D | 0x001c7f1d | SURVEILLANCE TEST C0NTR0LLER 2-0F-4 AND 3-0F-4 V0TING L0GIC VLU RESP0NSE VERIFICATI0N
STC | 1H12PL1209A | 1H12PL1209A-41 | 6N762-1 DCM3 | 2 | E | KWA1918AH | D | 0x001dbc42 | SURVEILLANCE TEST C0NTR0LLER 2-0F-4 AND 3-0F-4 V0TING L0GIC VLU RESP0NSE VERIFICATI0N
STC | 1H12PL1209A | 1H12PL1209A-42 | 6N762-1 DCM3 | 2 | E | KWA1918AH | E | 0x0018c38b | SURVEILLANCE TEST C0NTR0LLER L0GIC TEST RESP0NSE C0LLECTI0N LT1 THR0UGH LT15
STC | 1H12PL1209A | 1H12PL1209A-43 | 6N762-1 DCM3 | 2 | D | KWA1918AH | C | 0x0019ce1c | SURVEILLANCE TEST C0NTR0LLER L0GIC TEST RESP0NSE C0LLECTI0N LT17 THR0UGH LT34
STC | 1H12PL1209A | 1H12PL1209A-44 | 6N762-1 DCM3 | 2 | D | KWA1918AH | D | 0x00187680 | SURVEILLANCE TEST C0NTR0LLER L0GIC TEST RESP0NSE C0LLECTI0N LT36 THRU END
STC | 1H12PL1209A | 1H12PL1209A-45 | 6N762-1 DCM3 | 2 | B | KWA1918AH | B | 0x00194731 | SURVEILLANCE TEST C0NTR0LLER DIV FUNCT TEST SEQ LT36 - LT47
STC | 1H12PL1209A | 1H12PL1209A-46 | 6N762-1 DCM3 | 2 | C | KWA1918AH | C | 0x001b5234 | SURVEILLANCE TEST C0NTR0LLER 2-0F-4 V0TING L0GIC VLU RESP0NSE VERIFICATI0N
STC | 1H12PL1309A | 1H12PL1309A-06 | 6N762-1 DCM3 | 3 | D | KWA1918AH | D | 0x0018d439 | SURVEILLANCE TEST C0NTR0LLER SCFT BISTABLE FEEDBACK SENS0R TESTS 18 THRU 28
STC | 1H12PL1309A | 1H12PL1309A-07 | 6N762-1 DCM3 | 3 | D | KWA1918AH | D | 0x0018bf1e | SURVEILLANCE TEST C0NTR0LLER SCFT BISTABLE FEEDBACK SENS0R TESTS 29 THRU 40
STC | 1H12PL1309A | 1H12PL1309A-08 | 6N762-1 DCM3 | 3 | E | KWA1918AH | E | 0x001a011e | SURVEILLANCE TEST C0NTR0LLER SCFT BISTABLE FEEDBACK SENS0R TESTS 41 THRU 54
STC | 1H12PL1309A | 1H12PL1309A-09 | 6N762-1 DCM3 | 3 | E | KWA1918AH | E | 0x001aa09a | SURVEILLANCE TEST C0NTR0LLER 2-0F-4 AND 3-0F-4 V0TING L0GIC VLU RESP0NSE VERIFICATI0N
STC | 1H12PL1309A | 1H12PL1309A-10 | 6N762-1 DCM3 | 3 | E | KWA1918AH | E | 0x001affd9 | SURVEILLANCE TEST C0NTR0LLER 2-0F-4 AND 3-0F-4 V0TING L0GIC VLU RESP0NSE VERIFICATI0N
STC | 1H12PL1309A | 1H12PL1309A-11 | 6N762-1 DCM3 | 3 | D | KWA1918AH | D | 0x00190c16 | SURVEILLANCE TEST C0NTR0LLER DIV FUNCT TEST SEQ LTll - LT21
STC | 1H12PL1309A | 1H12PL1309A-12 | 6N762-1 DCM3 | 3 | D | KWA1918AH | D | 0x0019893c | SURVEILLANCE TEST C0NTR0LLER L0GIC TEST RESP0NSE C0LLECTI0N LT1 THR0UGH LT20
STC | 1H12PL1309A | 1H12PL1309A-13 | 6N762-1 DCM3 | 3 | B | KWA1918AH | B | 0x00194305 | SURVEILLANCE TEST C0NTR0LLER L0GIC TEST RESP0NSE C0LLECTI0N LT22 THR0UGH LT26
STC | 1H12PL1309A | 1H12PL1309A-14 | 6N762-1 DCM3 | 3 | B | KWA1918AH | B | 0x00199b73 | SURVEILLANCE TEST C0NTR0LLER DIV FUNCT TEST SEQ LT22 - LT28
STC | 1H12PL1309A | 1H12PL1309A-15 | 6N762-1 DCM3 | 3 | D | KWA1918AH | C | 0x001ba62e | STC L0GIC TESTING 2-0F-4 AND 3-0F-4 V0TING L0GIC VLU RESP0NSE VERIFICATI0N
STC | 1H12PL1309A | 1H12PL1309A-34 | 6N762-1 DCM3 | 3 | F | KWA1918AH | D | 0x0018c3ef | SURVEILLANCE TEST C0NTR0LLER SCFT BISTABLE FEEDBACK SENS0R TESTS 1 THRU 7
STC | 1H12PL1309A | 1H12PL1309A-35 | 6N762-1 DCM3 | 3 | D | KWA1918AH | D | 0x0019cacd | SURVEILLANCE TEST C0NTR0LLER F SCFT BISTABLE FEEDBACK SENS0R TESTS 8 THRU 17
STC | 1H12PL1409 | 1H12PL1409-32 | 6N762-1 DCM3 | 4 | D | KWA1918AH | C | 0x0019bd08 | SURVEILLANCE TEST C0NTR0LLER SCFT BISTABLE FEEDBACK SENS0R TESTS 1 THRU 9
STC | 1H12PL1409 | 1H12PL1409-33 | 6N762-1 DCM3 | 4 | E | KWA1918AH | D | 0x00191023 | SURVEILLANCE TEST C0NTR0LLER SCFT BISTABLE FEEDBACK SENS0R TESTS 10 THRU 20
STC | 1H12PL1409 | 1H12PL1409-34 | 6N762-1 DCM3 | 4 | C | KWA1918AH | C | 0x00189be5 | SURVEILLANCE TEST C0NTR0LLER SCFT BISTABLE FEEDBACK SENS0R TESTS 21 THRU 30
STC | 1H12PL1409 | 1H12PL1409-35 | 6N762-1 DCM3 | 4 | F | KWA1918AH | D | 0x0019bce9 | SURVEILLANCE TEST C0NTR0LLER SCFT BISTABLE FEEDBACK SENS0R TESTS 31 THRU 38
1C12 | 1H23PL0501B | 1H23PL0501B-01 | 6N762-1 DCM3 | 2 | B | KWA1918AH | C | 0x00168569 | CTRL R00 DRlVE 5Y5 L0GIC FMCRD M0NIT0RING
1C12 | 1H23PL0501B | 1H23PL0501B-02 | 6N762-1 DCM3 | 2 | B | KWA1918AH | C | 0x001689f3 | CTRL R0D DRIVE SYS L0GIC FHCRD M0NIT0RING
1C12 | 1H23PL0501B | 1H23PL0501B-03 | 6N762-1 DCM3 | 2 | B | KWA1918AH | C | 0x001689f5 | CTRL R0D DRlVE 5Y5 L0GIC FHCRD M0NIT0RIN
1C12 | 1H23PL0501B | 1H23PL0501B-04 | 6N762-1 DCM3 | 2 | B | KWA1918AH | C | 0x001689f7 | CTRL R0D DRIVE SYS L0GIC FMCRD M0NIT0RING
1C12 | 1H23PL0501B | 1H23PL0501B-05 | 6N762-1 DCM3 | 2 | B | KWA1918AH | C | 0x001689f9 | CTRL R0D 0RlVE SYS L0GIC FMCRD M0NIT0RING
1C12 | 1H23PL0501B | 1H23PL0501B-06 | 6N762-1 DCM3 | 2 | B | KWA1918AH | C | 0x001689fb | CTRL R0D 0RlVE 5YS L0GlC FMCRD M0NIT0RING
1C12 | 1H23PL0501B | 1H23PL0501B-07 | 6N762-1 DCM3 | 2 | B | KWA1918AH | C | 0x001689fd | CTRL R0D 0RIVE SYS L0GlC FHCRD M0NIT0RING
1C12 | 1H23PL0501B | 1H23PL0501B-08 | 6N762-1 DCM3 | 2 | B | KWA1918AH | C | 0x001689ff | CTRL R0D DRlVE SY5 L0GlC FMCR0 M0NIT0RING
1C12 | 1H23PL0501B | 1H23PL0501B-09 | 6N762-1 DCM3 | 2 | B | KWA1918AH | C | 0x00168a01 | CTRL R0D DRlVE 5YS L0GIC FMCRD M0NIT0RING
1C12 | 1H23PL0501B | 1H23PL0501B-10 | 6N762-1 DCM3 | 2 | B | KWA1918AH | C | 0x001689fa | CTRL R0D DRIVE SY5 L0GIC FMCRD M0NIT0RING
1C12 | 1H23PL0501B | 1H23PL0501B-11 | 6N762-1 DCM3 | 2 | B | KWA1918AH | C | 0x00168214 | CTRL R00 DRIVE SYS L0GIC FMCRD M0NIT0RING
1C12 | 1H23PL0501B | 1H23PL0501B-12 | 6N762-1 DCM3 | 2 | B | KWA1918AH | C | 0x001689fe | CTRL R0D DRIVE SYS L0GIC FMCR0 M0NIT0RING
1C12 | 1H23PL0501B | 1H23PL0501B-13 | 6N762-1 DCM3 | 2 | B | KWA1918AH | C | 0x00168a00 | CTRL R00 DRIVE SYS L0GIC FMCR0 M0NIT0RING
1C12 | 1H23PL0501B | 1H23PL0501B-14 | 6N762-1 DCM3 | 2 | B | KWA1918AH | C | 0x00168a02 | CTRL R0D DRIVE SYS L0GIC FMCRD M0NIT0RING
1C12 | 1H23PL0501B | 1H23PL0501B-15 | 6N762-1 DCM3 | 2 | B | KWA1918AH | C | 0x00168a04 | CTRL R0D DRIVE SYS L0GIC FMCRD M0NIT0RING
1C12 | 1H23PL0501B | 1H23PL0501B-16 | 6N762-1 DCM3 | 2 | B | KWA1918AH | C | 0x00168a06 | CTRL R0D DRIVE SYS L0GIC FMCRD M0NIT0RING
1C12 | 1H23PL0501B | 1H23PL0501B-17 | 6N762-1 DCM3 | 2 | B | KWA1918AH | C | 0x00168a08 | CTRL R0D 0RIVE SYS L0GIC FMCRD M0NIT0RING
1C12 | 1H23PL0501B | 1H23PL0501B-18 | 6N762-1 DCM3 | 2 | B | KWA1918AH | C | 0x00168a0a | CTRL R0D DRIVE SYS L0GIC FMCRD M0NIT0RING
1C12 | 1H23PL0501B | 1H23PL0501B-19 | 6N762-1 DCM3 | 2 | B | KWA1918AH | C | 0x00168a0c | CTRL R0D 0RIVE SYS L0GIC FMCRD M0NIT0RING
1C12 | 1H23PL0501B | 1H23PL0501B-20 | 6N762-1 DCM3 | 2 | B | KWA1918AH | C | 0x00168a05 | CTRL R0D DRIVE SYS L0GIC FMCR0 M0NIT0RING
1C12 | 1H23PL0501B | 1H23PL0501B-21 | 6N762-1 DCM3 | 2 | B | KWA1918AH | C | 0x0016855f | CTRL R00 0RIVE SY5 L0GIC FMCRD M0NIT0RING
1K11 | 1H23PL1303C | 1H23PL1303C-04 | 6N762-1 DCM3 | 3 | A | KWA1918AH | B | 0x0016bdf9 | REBCW HX R00M 131 LEVEL HIGH L5-0053Cl. C2, C3 RND C4
1P21 | 1H12PL1109C | 1H12PL1109C-01 | 6N762-1 DCM3 | 1 | B | KWA1918AH | C | 0x00173681 | RB CLG WATER SYSTEM L0GIC 0VERL0AD BYPASS TEST 0IVISI0N A
1P21 | 1H23PL0303C | 1H23PL0303C-01 | 6N762-1 DCM3 | 3 | B | KWA1918AH | C | 0x00183034 | RB CLG WATER SYSTEM L0GIC MBV-0033Cl
1P21 | 1H23PL0303C | 1H23PL0303C-02 | 6N762-1 DCM3 | 3 | B | KWA1918AH | C | 0x00183056 | RB CLG WATER SYSTEM L0GIC MBV-0033C2
1P21 | 1H23PL0303C | 1H23PL0303C-03 | 6N762-1 DCM3 | 3 | J | KWA1918AH | D | 0x0019a331 | RB CLG SYSTEM L0GIC RBCW PUMP. DIVISI0N C. P-0001Cl
1P21 | 1H23PL0303C | 1H23PL0303C-04 | 6N762-1 DCM3 | 3 | H | KWA1918AH | D | 0x001949d7 | RB CLG SYSTEM L0GIC RBCW PUMP. 0IVISI0N C. P-000lC2
1P21 | 1H23PL0303C | 1H23PL0303C-07 | 6N762-1 DCM3 | 3 | C | KWA1918AH | C | 0x0017f98b | RB CLG WATER SYSTEM L0GIC MBV-0019C
1P21 | 1H23PL0303C | 1H23PL0303C-12 | 6N762-1 DCM3 | 3 | B | KWA1918AH | C | 0x00172c97 | RB CLG WATER SYS L0GIC (DIV C) MKUP WTR T0 SRG TANK ABV-0045C
1P21 | 1H23PL0303C | 1H23PL0303C-16 | 6N762-1 DCM3 | 3 | B | KWA1918AH | C | 0x0017cde1 | RB CLG WATER SYS L0GIC (DIV C) SPCU MKUP T0 SRG TANK MBV-004BC
1P21 | 1H23PL0305A | 1H23PL0305A-03 | 6N762-1 DCM3 | 1 | H | KWA1918AH | D | 0x001956d2 | RB CLG SYSTEM L0GIC RBCW PUMP, DIVISI0N A, P-0001A2
1P21 | 1H23PL0305A | 1H23PL0305A-06 | 6N762-1 DCM3 | 1 | B | KWA1918AH | C | 0x0017f467 | RB CLG WATER SYSTEM L0GIC MBV-0037A
1P21 | 1H23PL0305A | 1H23PL0305A-09 | 6N762-1 DCM3 | 1 | B | KWA1918AH | C | 0x0017f483 | RB CLG WATER SYSTEM L0GIC MBV-0044A
1P21 | 1H23PL0305A | 1H23PL0305A-10 | 6N762-1 DCM3 | 1 | B | KWA1918AH | C | 0x00182f17 | RB CLG WATER SYSTEM L0GIC MBV-0033A1
1P21 | 1H23PL0305A | 1H23PL0305A-13 | 6N762-1 DCM3 | 1 | B | KWA1918AH | C | 0x00182e76 | RB CLG WATER SYSTEM L0GIC MBV-0033A2
1P21 | 1H23PL0305A | 1H23PL0305A-14 | 6N762-1 DCM3 | 1 | B | KWA1918AH | C | 0x0017253e | RB CLG WATER SYS L0GIC' (DIV A) MKUP WTR T0 SURGE TANK ABV-0045A
1P21 | 1H23PL0305A | 1H23PL0305A-16 | 6N762-1 DCM3 | 1 | C | KWA1918AH | D | 0x0018b376 | RB CLG WATER SYSTEM L0GIC MBV-0085B TRAIN 1
1P21 | 1H23PL0305A | 1H23PL0305A-17 | 6N762-1 DCM3 | 1 | B | KWA1918AH | C | 0x0017cdb5 | RB CLG WATER SYSTEM L0GIC MBV-0048A
1P21 | 1H23PL0305A | 1H23PL0305A-18 | 6N762-1 DCM3 | 1 | D | KWA1918AH | E | 0x001831ad | RB CLG WATER SYSTEM L0GIC MBV-00856 TRAIN 2
1P21 | 1H23PL0305A | 1H23PL0305A-19 | 6N762-1 DCM3 | 1 | C | KWA1918AH | D | 0x0018b0ef | RB CLG WATER SYSTEM L0GIC MBV-00758 TRAIN 1
1P21 | 1H23PL0305A | 1H23PL0305A-21 | 6N762-1 DCM3 | 1 | C | KWA1918AH | D | 0x00183105 | RB CLG WATER SYSTEM L0GIC MBV-00758 TRAIN 2
1P21 | 1H23PL0305A | 1H23PL0305A-22 | 6N762-1 DCM3 | 1 | B | KWA1918AH | C | 0x0018b50c | RB CLG WATER SYSTEM L0GIC MBV-0075A TRAIN 1
1P21 | 1H23PL0305A | 1H23PL0305A-23 | 6N762-1 DCM3 | 1 | B | KWA1918AH | C | 0x0018b06b | RB CLG WATER SYSTEM L0GIC MBV-0085A TRAIN 1
1P21 | 1H23PL0305A | 1H23PL0305A-24 | 6N762-1 DCM3 | 1 | C | KWA1918AH | D | 0x001832f0 | RB CLG WATER SYSTEM L0GIC MBV-0075A TRAIN 2
1P21 | 1H23PL0305A | 1H23PL0305A-25 | 6N762-1 DCM3 | 1 | C | KWA1918AH | D | 0x00183092 | RB CLG WATER SYSTEM L0GIC MBV-0085A TRAIN 2
1P21 | 1H23PL0305A | 1H23PL0305A-01 | 6N762-1 DCM3 | 1 | J | KWA1918AH | D | 0x0019a0f2 | RB CLG SYSTEM L0GIC RBCW PUMP, DIVISI0N A, P-0001A1
1P21 | 1H23PL0305A | 1H23PL0305A-05 | 6N762-1 DCM3 | 1 | C | KWA1918AH | C | 0x0017f6f8 | RB CLG WATER SYSTEM L0GIC MBV-00 19A
1P21 | 1H23PL0305B | 1H23PL0305B-01 | 6N762-1 DCM3 | 2 | J | KWA1918AH | D | 0x00199adf | RB CLG SYSTEM L0GIC RBCW PUMP, DIVISI0N B, P-0001B1
1P21 | 1H23PL0305B | 1H23PL0305B-02 | 6N762-1 DCM3 | 2 | J | KWA1918AH | A | 0x0019598b | RB CLG SYSTEM L0GIC RBCW PUMP, DIVISI0N B, P-0001B2
1P21 | 1H23PL0305B | 1H23PL0305B-05 | 6N762-1 DCM3 | 2 | C | KWA1918AH | C | 0x0017f755 | RB CLG WATER SYSTEM L0GIC MBV-00 19B
1P21 | 1H23PL0305B | 1H23PL0305B-06 | 6N762-1 DCM3 | 2 | B | KWA1918AH | C | 0x0017f69a | RB CLG WATER SYSTEM L0GIC MBV-0037B
1P21 | 1H23PL0305B | 1H23PL0305B-09 | 6N762-1 DCM3 | 2 | B | KWA1918AH | C | 0x0017f680 | RB CLG WATER SYSTEM L0GIC MBV-0044B
1P21 | 1H23PL0305B | 1H23PL0305B-10 | 6N762-1 DCM3 | 2 | B | KWA1918AH | C | 0x00182feb | RB CLG WATER SYSTEM L0GIC MBV-0033B 1
1P21 | 1H23PL0305B | 1H23PL0305B-13 | 6N762-1 DCM3 | 2 | B | KWA1918AH | C | 0x00183015 | RB CLG WATER SYSTEM L0GIC MBV-0033B2
1P21 | 1H23PL0305B | 1H23PL0305B-14 | 6N762-1 DCM3 | 2 | B | KWA1918AH | C | 0x0017c30a | RB CLG WATER SYS L0GIC (DIV B) MKUP WTR T0 SURGE TANK ABV-0045B PCV INBD TEST ISLN VLV ABV-0124B
1P21 | 1H23PL0305B | 1H23PL0305B-17 | 6N762-1 DCM3 | 2 | B | KWA1918AH | C | 0x0017cb59 | RB CLG WATER SYS L0GIC (DIV B) SPCU MKUP T0 SRG TANK MBV-0048B
1P21 | 1H23PL0305B | 1H23PL0305B-28 | 6N762-1 DCM3 | 2 | B | KWA1918AH | C | 0x0018b8bc | RB CLG WATER SYSTEM L0GIC MBV-0084A TRAIN 1
1P21 | 1H23PL0305B | 1H23PL0305B-29 | 6N762-1 DCM3 | 2 | B | KWA1918AH | C | 0x0018afde | RB CLG WATER SYSTEM L0GIC MBV-0084B TRAIN 1
1P21 | 1H23PL0305B | 1H23PL0305B-30 | 6N762-1 DCM3 | 2 | C | KWA1918AH | D | 0x00183310 | RB CLG WATER SYSTEM L0GIC MBV-0084A TRAIN 2
1P21 | 1H23PL0305B | 1H23PL0305B-31 | 6N762-1 DCM3 | 2 | C | KWA1918AH | D | 0x0018298c | RB CLG WATER SYSTEM L0GIC MBV-0084B TRAIN 2
1P21 | 1H23PL1301A | 1H23PL1301A-01 | 6N762-1 DCM3 | 1 | E | KWA1918AH | C | 0x001850a6 | RB CLG WATER SYSTEM L0GIC MBV-0006A1
1P21 | 1H23PL1301A | 1H23PL1301A-02 | 6N762-1 DCM3 | 1 | E | KWA1918AH | C | 0x00185005 | RB CLG WATER SYSTEM L0GIC MBV-0006A2
1P21 | 1H23PL1301A | 1H23PL1301A-03 | 6N762-1 DCM3 | 1 | C | KWA1918AH | C | 0x00180989 | RB CLG WATER SYSTEM L0GIC MBV-0 157A 1
1P21 | 1H23PL1301A | 1H23PL1301A-04 | 6N762-1 DCM3 | 1 | C | KWA1918AH | C | 0x00180930 | RB CLG WATER SYSTEM L0GIC MBV-0 157A2
1P21 | 1H23PL1301A | 1H23PL1301A-05 | 6N762-1 DCM3 | 1 | E | KWA1918AH | C | 0x00185016 | RB CLG WATER SYSTEM L0GIC MBV-0006A3
1P21 | 1H23PL1301A | 1H23PL1301A-06 | 6N762-1 DCM3 | 1 | B | KWA1918AH | C | 0x00181081 | RB CLG WATER SYS L0GIC (DIV A) N0N-SFTY SPLY ISLN VLVS ABV-0058A1 AND ABV-0058A2
1P21 | 1H23PL1301A | 1H23PL1301A-07 | 6N762-1 DCM3 | 1 | B | KWA1918AH | C | 0x001861c6 | RB CLG WATER SYSTEM L0GIC MBV-0060A
1P21 | 1H23PL1301A | 1H23PL1301A-08 | 6N762-1 DCM3 | 1 | B | KWA1918AH | C | 0x00186339 | RB CLG WATER SYSTEM L0GTC MBV-0 102A
1P21 | 1H23PL1303C | 1H23PL1303C-01 | 6N762-1 DCM3 | 3 | E | KWA1918AH | C | 0x001852ba | RB CLG WATER SYS L0GIC (DIV C) RBCW HX 0UTLET VALVE MBV-0006C1 AND 0VLD BYP TEST
1P21 | 1H23PL1303C | 1H23PL1303C-02 | 6N762-1 DCM3 | 3 | E | KWA1918AH | C | 0x00185240 | RB CLG WATER SYS L0GIC (DIV C) RBCW HX 0UTLET VALVE MBV-0006C2
1P21 | 1H23PL1303C | 1H23PL1303C-03 | 6N762-1 DCM3 | 3 | C | KWA1918AH | C | 0x00180d83 | RB CLG WATER SYS L0GIC (DIV C) ECW CHILLER lC1 ISLN VLV MBV-0 157C 1
1P21 | 1H23PL1303C | 1H23PL1303C-05 | 6N762-1 DCM3 | 3 | E | KWA1918AH | C | 0x001851b2 | RB CLG WATER SYS L0GIC (DIV C) RBCW HX 0UTLET VALVE MBV-0006C3
1P21 | 1H23PL1303C | 1H23PL1303C-06 | 6N762-1 DCM3 | 3 | B | KWA1918AH | C | 0x00176aa2 | RB CLG WATER SYS L0GIC (DIV C) N0N-SFTY SPLY ISLN VLV ABV-0058C1
1P21 | 1H23PL1303C | 1H23PL1303C-08 | 6N762-1 DCM3 | 3 | B | KWA1918AH | C | 0x00176ace | RB CLG WATER SYS L0GIC (DIV C) N0N-SFTY SPLY ISLN VLV ABV-0058C2
1P21 | 1H23PL1303C | 1H23PL1303C-09 | 6N762-1 DCM3 | 3 | C | KWA1918AH | C | 0x00180e2e | RB CLG WATER SYS L0GIC (DIV C) ECW CHILLER 1C2 ISLN VLV MBV-0 157C2
1P21 | 1H23PL1303C | 1H23PL1303C-10 | 6N762-1 DCM3 | 3 | B | KWA1918AH | C | 0x001865f1 | RB CLG WATER SYSTEM L0GIC MBV-0060C
1P21 | 1H23PL1303C | 1H23PL1303C-11 | 6N762-1 DCM3 | 3 | B | KWA1918AH | C | 0x00186634 | RB CLG WATER SYSTEM L0GIC MBV-0 102C
1P24 | 1H23PL0501B | 1H23PL0501B-26 | 6N762-1 DCM3 | 2 | B | KWA1918AH | C | 0x00170c9c | N0RM CHILLED WTR SYS L0GIC 0VERL0AD BYPASS TEST DIVISI0N I1
1P24 | 1H23PL0501B | 1H23PL0501B-32 | 6N762-1 DCM3 | 2 | B | KWA1918AH | C | 0x0018ca1a | N0RM CHILLED WTR SYS L0GIC DW CLG 0UTLT INBD ISLN VLV MBV-0067 (DIV I1) TRAIN 1
1P24 | 1H23PL0501B | 1H23PL0501B-34 | 6N762-1 DCM3 | 2 | B | KWA1918AH | C | 0x0018479c | N0RM CHILLED WTR SYS L0GIC 0W CLG 0UTLT 0UTBD ISLN VLV MBV-0067 (DIV I1) TRAIN 2
1P26 | 1H12PL1109B | 1H12PL1109B-30 | 6N762-1 DCM3 | 1 | A | KWA1918AH | B | 0x00172188 | RB SERVICE WATER SYSTEM SYSTEM M0NIT0RING DIVISI0N I
1P26 | 1H23PL0303C | 1H23PL0303C-11 | 6N762-1 DCM3 | 3 | K | KWA1918AH | D | 0x0018eabe | SERVICE WATER SYSTEM RBSW PUMP 1P26-P500lCl
1P26 | 1H23PL0303C | 1H23PL0303C-15 | 6N762-1 DCM3 | 3 | K | KWA1918AH | D | 0x0018e9b2 | SERVICE WATER SYSTEM RBSW PUMP 1P26-P5001C2
1P26 | 1H23PL5071B | 1H23PL5071B-07 | 6N762-1 DCM3 | 2 | D | KWA1918AH | A | 0x00181f07 | SERVICE WATER SYSTEM PUMP STRAINER 1P26-STR-5001B1
1P26 | 1H23PL5071B | 1H23PL5071B-09 | 6N762-1 DCM3 | 2 | D | KWA1918AH | A | 0x00181f77 | SERVICE WATER SYSTEM PUMP STRAINER 1P26-STR-5001B2
1P26 | 1H23PL5071B | 1H23PL5071B-11 | 6N762-1 DCM3 | 2 | G | KWA1918AH | C | 0x00181fb2 | SERVICE WATER SYSTEM PUMP DISCHARGE VALVE 1P26-MBV5004B1
1P26 | 1H23PL5071B | 1H23PL5071B-12 | 6N762-1 DCM3 | 2 | G | KWA1918AH | C | 0x001821cf | SERVICE WATER SYSTEM PUMP DISCHARGE VALVE 1P26-MBV5004B2
1P26 | 1H23PL5071B | 1H23PL5071B-14 | 6N762-1 DCM3 | 2 | F | KWA1918AH | A | 0x00185c84 | SERVICE WATER SYSTEM PUMP STRAINER BACKWASH VALVE 1P26-MBV50 12B 1
1P26 | 1H23PL5071B | 1H23PL5071B-15 | 6N762-1 DCM3 | 2 | F | KWA1918AH | A | 0x00185cc2 | SERVICE WATER SYSTEM PUMP STRAINER BACKWASH VALVE1P26-MBV50 12B2
1P26 | 1H23PL5071C | 1H23PL5071C-04 | 6N762-1 DCM3 | 3 | G | KWA1918AH | C | 0x00181e64 | SERVICE WATER SYSTEM PUMP DISCHARGE VALVE 1P26-MBV5004C 1
1P26 | 1H23PL5071C | 1H23PL5071C-05 | 6N762-1 DCM3 | 3 | G | KWA1918AH | C | 0x00181e88 | SERVICE WATER SYSTEM PUMP DISCHARGE VALVE 1P26-MBV5004C2
1P26 | 1H23PL5071C | 1H23PL5071C-06 | 6N762-1 DCM3 | 3 | E | KWA1918AH | A | 0x00181e7d | SERVICE WATER SYSTEM PUMP STRAINER 1P26-STR-5001C1
1P26 | 1H23PL5071C | 1H23PL5071C-07 | 6N762-1 DCM3 | 3 | E | KWA1918AH | A | 0x00185b1e | SERVICE WATER SYSTEM PUMP STRAINER BACKWASH VALVE 1P26-MBV50 12C 1
1P26 | 1H23PL5071C | 1H23PL5071C-08 | 6N762-1 DCM3 | 3 | E | KWA1918AH | A | 0x00185ae0 | SERVICE WATER SYSTEM PUMP STRAINER BACKWASH VALVE 1P26-MBV50 12C2
1P26 | 1H23PL5071C | 1H23PL5071C-09 | 6N762-1 DCM3 | 3 | D | KWA1918AH | A | 0x00181dd8 | SERVICE WATER SYSTEM PUMP STRAINER 1P26-STR-5001C2
1P54 | 1H23PL0501B | 1H23PL0501B-27 | 6N762-1 DCM3 | 2 | B | KWA1918AH | C | 0x0017cd8d | NITR0GEN SUPPLY SYS L0GIC DIV I1 0UTBD CNTMT ISLN VALVE MBV-0023B
1R11 | 1H23PL0501B | 1H23PL0501B-31 | 6N762-1 DCM3 | 2 | B | KWA1918AH | C | 0x00162531 | MED V0LTAGE DIST SYS L0GIC 4.16KV SWGR 84 EDG 18 IN PARALLEL - DIVISI0N I1
1R12 | 1H23PL0303C | 1H23PL0303C-05 | 6N762-1 DCM3 | 3 | B | KWA1918AH | C | 0x00179688 | L0W V0LT DISTR SYS L0GIC LSWG 0100C4 RCB UNIT C 1T49-RCB-0001C FDR BRKR
1R12 | 1H23PL0303C | 1H23PL0303C-06 | 6N762-1 DCM3 | 3 | F | KWA1918AH | F | 0x00169995 | L0W V0LT DISTR SYS L0GIC LSWG SWGR 0100C4 BUS M0NIT0RING
1R12 | 1H23PL0303C | 1H23PL0303C-08 | 6N762-1 DCM3 | 3 | B | KWA1918AH | C | 0x001796b2 | L0W V0LT DISTR SYS L0GIC LSWG PWR CTR 0100C4 MCC 0140C4 FDR BRKR
1R12 | 1H23PL0303C | 1H23PL0303C-10 | 6N762-1 DCM3 | 3 | C | KWA1918AH | D | 0x0017a3e6 | L0W V0LT DISTR SYS L0GIC P0WER CENTER MAIN BRKR LSWG-0 100C4
1R12 | 1H23PL0303C | 1H23PL0303C-13 | 6N762-1 DCM3 | 3 | B | KWA1918AH | C | 0x0017970f | L0W V0LT DISTR SYS L0GIC P0WER CENTER MAIN BRKR LSWG-0 100C4
1R12 | 1H23PL0303C | 1H23PL0303C-14 | 6N762-1 DCM3 | 3 | B | KWA1918AH | C | 0x001796f1 | L0W V0LT DISTR SYS L0GIC LSWG PWR CTR 0100C4 MCC 0120C4 FDR BRKR
1R12 | 1H23PL0303C | 1H23PL0303C-17 | 6N762-1 DCM3 | 3 | B | KWA1918AH | C | 0x001796d7 | L0W V0LT DISTR SYS L0GIC LSWG PWR CTR 0100C4 MCC0130C4 FDR BRKR
1R12 | 1H23PL0305A | 1H23PL0305A-04 | 6N762-1 DCM3 | 1 | D | KWA1918AH | D | 0x00169968 | L0W V0LT DISTR SYS L0GIC LSWG BUS M0NIT0RING-DIGITAL LSWG-0 100A4
1R12 | 1H23PL0305A | 1H23PL0305A-07 | 6N762-1 DCM3 | 1 | B | KWA1918AH | C | 0x001795a5 | L0W V0LT DISTR SYS L0GIC LSWG PWR CTR 0100A4 MCC 0ll0A4 FDR BRKR
1R12 | 1H23PL0305A | 1H23PL0305A-08 | 6N762-1 DCM3 | 1 | B | KWA1918AH | C | 0x00179587 | L0W V0LT DISTR SYS L0GIC LSWG PWR CTR 0100A4 MCC 0120A4 FDR BRKR
1R12 | 1H23PL0305A | 1H23PL0305A-11 | 6N762-1 DCM3 | 1 | B | KWA1918AH | C | 0x00179564 | L0W V0LT DISTR SYS L0GIC LSWG PWR CTR 0100A4 MCC 0130A4 FDR BRKR
1R12 | 1H23PL0305A | 1H23PL0305A-12 | 6N762-1 DCM3 | 1 | B | KWA1918AH | C | 0x00179546 | L0W V0LT DISTR SYS L0GIC LSWG PWR CTR 0100A4 MCC 0140A4 FDR BRKR
1R12 | 1H23PL0305A | 1H23PL0305A-15 | 6N762-1 DCM3 | 1 | B | KWA1918AH | C | 0x0017962d | L0W V0LT DISTR SYS L0GIC P0WER CENTER MAIN BRKR LSWG-0 100A4
1R12 | 1H23PL0305A | 1H23PL0305A-20 | 6N762-1 DCM3 | 1 | C | KWA1918AH | D | 0x0017a38c | L0W V0LT DISTR SYS L0GIC P0WER CENTER MAIN BRKR LSWG-0 100A4
1R16 | 1H23PL0501B | 1H23PL0501B-30 | 6N762-1 DCM3 | 2 | A | KWA1918AH | B | 0x0016258d | DC P0WER SUPPLY L0GIC CLASS 1E 125VDC DIV II BATTERY SYSTEM
1R16 | 1H23PL5071B | 1H23PL5071B-04 | 6N762-1 DCM3 | 2 | C | KWA1918AH | C | 0x00166a2b | 0C P0WER SUPPLY L0GIC CLASS 1E 125VDC DIV II BATTERY SYSTEM
1R16 | 1H23PL5071B | 1H23PL5071B-05 | 6N762-1 DCM3 | 2 | D | KWA1918AH | D | 0x00166945 | DC P0WER SUPPLY L0GIC CLASS 1E 125VDC DIV II BATTERY SYSTEM
1R16 | 1H23PL5071B | 1H23PL5071B-06 | 6N762-1 DCM3 | 2 | C | KWA1918AH | C | 0x00168a47 | DC P0WER SUPPLY L0GIC CLASS 1E 125VDC DIV II BATTERY SYSTEM
1R16 | 1H23PL5071B | 1H23PL5071B-08 | 6N762-1 DCM3 | 2 | D | KWA1918AH | C | 0x0016c09a | DC P0WER SUPPLY L0GIC CLASS 1E 125VDC DIV II BATTERY SYSTEM
1R16 | 1H23PL5071C | 1H23PL5071C-11 | 6N762-1 DCM3 | 3 | C | KWA1918AH | C | 0x00168a5b | DC P0WER SUPPLY L0GIC CLASS 1E 125VDC DIV III BATTERY SYSTEM
1R16 | 1H23PL5071C | 1H23PL5071C-12 | 6N762-1 DCM3 | 3 | D | KWA1918AH | C | 0x0016c0ac | DC P0WER SUPPLY L0GIC CLASS 1E 125VDC DIV III BATTERY SYSTEM
1R16 | 1H23PL5071C | 1H23PL5071C-14 | 6N762-1 DCM3 | 3 | C | KWA1918AH | C | 0x00166960 | DC P0WER SUPPLY L0GIC CLASS 1E 125VDC DIV III BATTERY SYSTEM
1R16 | 1H23PL5071C | 1H23PL5071C-16 | 6N762-1 DCM3 | 3 | C | KWA1918AH | C | 0x00166a4d | DC P0WER SUPPLY L0GIC CLASS 1E 125VDC DIV I11 BATTERY SYSTEM
1T22 | 1H23PL0303C | 1H23PL0303C-09 | 6N762-1 DCM3 | 3 | D | KWA1918AH | D | 0x0018260f | STNDBY GAS TRTMT L0GIC TRAIN (8) ADS FAN FAN-0002B. DIV III
1T22 | 1H23PL0303C | 1H23PL0303C-18 | 6N762-1 DCM3 | 3 | D | KWA1918AH | A | 0x00183aea | STNDBY GAS TRMT L0GIC FAN-0002B DISCH VALVE MBV-0004B, DIV III
1T22 | 1H23PL0303C | 1H23PL0303C-19 | 6N762-1 DCM3 | 3 | M | KWA1918AH | A | 0x00187005 | STNDBY GAS TRTMT SYS L0GIC TRAIN (C) MAIN FAN FAN-000lC. DIV III
1T22 | 1H23PL0303C | 1H23PL0303C-20 | 6N762-1 DCM3 | 3 | E | KWA1918AH | D | 0x0017b80b | STNDBY GAS TRMT L0GIC FAN-000 IC DISCH VALVE MCV-0003C. DIV III
1T22 | 1H23PL0303C | 1H23PL0303C-21 | 6N762-1 DCM3 | 3 | G | KWA1918AH | D | 0x0018b736 | STNDBY GAS TRMT L0GIC SEC CNTMT ISLN VALVE MBV-0001C. DIV III
1T31 | 1H23PL0501B | 1H23PL0501B-28 | 6N762-1 DCM3 | 2 | C | KWA1918AH | C | 0x00180c1d | ATM0SPHERIC CTRL SYS L0GIC DRYWELL PRGE ISLN VLV ABV-0038 AND PRGE SPLY ISLN VLV ABV-0008
1T31 | 1H23PL0501B | 1H23PL0501B-29 | 6N762-1 DCM3 | 2 | E | KWA1918AH | D | 0x0018b7ad | ATM0SPHERIC CTRL SYS L0GIC N2 MAKEUP DRYWELL ISLN VLV ABV-0023 AND ABV-0030
1T41 | 1H23PL0305A | 1H23PL0305A-26 | 6N762-1 DCM3 | 1 | A | KWA1918AH | B | 0x001987bf | REACT0R BLDG HVAC SYS L0GIC RBSREEHV OUT OF SERVICE DIV A
1T41 | 1H23PL0305B | 1H23PL0305B-03 | 6N762-1 DCM3 | 2 | D | KWA1918AH | D | 0x00192ae8 | REACT0R BLDG HVAC SYS L0GIC RBSREHV - HPCF 6 RHR PUMP RM B AHU-0l02B 6 AHU-01038
1T41 | 1H23PL0305B | 1H23PL0305B-04 | 6N762-1 DCM3 | 2 | D | KWA1918AH | D | 0x00194073 | REACT0R BLDG HVAC SYS L0GIC RBSRDGHV DIV B FAN-050281
1T41 | 1H23PL0305B | 1H23PL0305B-07 | 6N762-1 DCM3 | 2 | C | KWA1918AH | D | 0x001943f0 | REACT0R BLDG HVAC SYS L0GIC RBSRDGHV DIV B FAN-0502B2
1T41 | 1H23PL0305B | 1H23PL0305B-08 | 6N762-1 DCM3 | 2 | E | KWA1918AH | C | 0x00193cc6 | REACT0R BLDG HVAC SYS L0GIC RBSREEHV DIV B EXHAUST FAN-060 181
1T41 | 1H23PL0305B | 1H23PL0305B-11 | 6N762-1 DCM3 | 2 | C | KWA1918AH | C | 0x00185bdb | REACT0R BLDG HVAC SYS L0GIC SPLY DUCT T0 RM 522 ABD-0536B＆ABD-0347B
1T41 | 1H23PL0305B | 1H23PL0305B-12 | 6N762-1 DCM3 | 2 | B | KWA1918AH | C | 0x00181b11 | REACT0R BLDG HVAC SYS L0GIC RBSREEHV EXH FAN-0601B1 INL ISLN DMPR, MBD-025381
1T41 | 1H23PL0305B | 1H23PL0305B-15 | 6N762-1 DCM3 | 2 | B | KWA1918AH | C | 0x00172b9b | REACT0R BLDG HVAC SYS L0GIC RTN DUCT FR0M RM 423 ABD-0537B
1T41 | 1H23PL0305B | 1H23PL0305B-16 | 6N762-1 DCM3 | 2 | F | KWA1918AH | D | 0x00193b9b | REACT0R BLDG HVAC SYS L0GIC RBSREEHV DIV B EXHAUST FAN-0601B2
1T41 | 1H23PL0305B | 1H23PL0305B-18 | 6N762-1 DCM3 | 2 | E | KWA1918AH | D | 0x0018b70c | REACT0R BLDG HVAC SYS L0GIC RBSREHV - FCS R00M 6 AHU-040 1B
1T41 | 1H23PL0305B | 1H23PL0305B-19 | 6N762-1 DCM3 | 2 | B | KWA1918AH | C | 0x00181a86 | REACT0R BLDG HVAC SYS L0GIC RBSREEHV EXH FAN-060182 0UT ISLN DMPR, MBD-025482
1T41 | 1H23PL0305B | 1H23PL0305B-20 | 6N762-1 DCM3 | 2 | B | KWA1918AH | C | 0x00181a60 | REACT0R BLDG HVAC SYS L0GIC RBSREEHV EXH FAN-060lB2 INL ISLN DMPR, MBD-025382
1T41 | 1H23PL0305B | 1H23PL0305B-23 | 6N762-1 DCM3 | 2 | B | KWA1918AH | C | 0x0017fdc3 | REACT0R BLDG HVAC SYS L0GIC RBSREEHV SM0KE FAN-0609B INL ISLN DMPR, MBD-0257B
1T41 | 1H23PL0305B | 1H23PL0305B-24 | 6N762-1 DCM3 | 2 | B | KWA1918AH | C | 0x00181a3f | REACT0R BLDG HVAC SYS L0GIC RBSREEHV EXH FAN-060181 0UT ISLN DMPR. MBD-0254B1
1T41 | 1H23PL0305B | 1H23PL0305B-25 | 6N762-1 DCM3 | 2 | B | KWA1918AH | C | 0x0017fce6 | REACT0R BLDG HVAC SYS L0GIC RBSREEHV SM0KE FAN-06098 0UT ISLN DMPR. MBD-02588
1T41 | 1H23PL0305B | 1H23PL0305B-26 | 6N762-1 DCM3 | 2 | C | KWA1918AH | C | 0x0017a716 | REACT0R BLDG HVAC SYS L0GIC RBSRDGHV DIV B FAN-0502B16B2 INL ISLN DMPR. ABD-0343Bl/B2
1T41 | 1H23PL0305B | 1H23PL0305B-27 | 6N762-1 DCM3 | 2 | C | KWA1918AH | C | 0x00185490 | REACT0R BLDG HVAC SYS L0GIC RBSREHV - SGT EQUIP R00M B AHU-0602B
1T43 | 1H12PL1109B | 1H12PL1109B-15 | 6N762-1 DCM3 | 1 | C | KWA1918AH | B | 0x0016bf8b | C0NTR0L BLDG HVAC SYS L0GIC SREA DIV A AHU-0001A
1T43 | 1H23PL1301A | 1H23PL1301A-17 | 6N762-1 DCM3 | 1 | C | KWA1918AH | C | 0x0018f4ff | C0NTR0L BLDG HVAC SYS L0GIC EXHAUST FAN SREA DIV A FAN-0006A2
1T43 | 1H23PL1301A | 1H23PL1301A-18 | 6N762-1 DCM3 | 1 | D | KWA1918AH | C | 0x0017f98b | C0NTR0L BLDG HVAC SYS L0GIC SREA DIV A SMK 0UT DMPR MBD-0068A
1T43 | 1H23PL1301A | 1H23PL1301A-19 | 6N762-1 DCM3 | 1 | E | KWA1918AH | D | 0x0017fa3a | C0NTR0L BLDG HVAC SYS L0GIC SREA DIV A SMK INL DMPR MBD-0099A
1T43 | 1H23PL1301A | 1H23PL1301A-20 | 6N762-1 DCM3 | 1 | B | KWA1918AH | C | 0x001853b9 | CTRL BLDG HVAC SYSTEM L0GIC SREA DIV A INL DMPR MBD-0038A
1T43 | 1H23PL1301A | 1H23PL1301A-21 | 6N762-1 DCM3 | 1 | D | KWA1918AH | D | 0x0019e85e | C0NTR0L BLDG HVAC SYS L0GIC SREA EXH-RECIRC DMPR DIV A MBD-0063A
1T43 | 1H23PL1303C | 1H23PL1303C-12 | 6N762-1 DCM3 | 3 | D | KWA1918AH | C | 0x00190c19 | C0NTR0L BLDG HVAC SYS L0GIC SUPPLY FAN SREA DIV C FAN-0001C1
1T43 | 1H23PL1303C | 1H23PL1303C-13 | 6N762-1 DCM3 | 3 | D | KWA1918AH | C | 0x00190c53 | C0NTR0L BLDG HVAC SYS L0GIC SUPPLY FAN SREA DIV C FAN-0001C2
1T43 | 1H23PL1303C | 1H23PL1303C-14 | 6N762-1 DCM3 | 3 | F | KWA1918AH | A | 0x0019c009 | C0NTR0L BULD HVAC SYS L0GIC CRHA EMER SUPLY FAN DIV C FAN-0101C1
1T62 | 1H23PL0501B | 1H23PL0501B-23 | 6N762-1 DCM3 | 2 | A | KWA1918AH | B | 0x001733b1 | C0NTAINMENT M0NIT0RING L0GIC INSTRUMENT SENSING LINE VALVES SBV-0709B, SBV-0711B DIV II
1T62 | 1H23PL0501B | 1H23PL0501B-24 | 6N762-1 DCM3 | 2 | A | KWA1918AH | B | 0x00173433 | C0NTAINMENT M0NIT0RING L0GIC INSTRUMENT SENSING LINE VALVES SBV-0717B, SBV-0719B DIV II
1T62 | 1H23PL0501B | 1H23PL0501B-25 | 6N762-1 DCM3 | 2 | B | KWA1918AH | C | 0x0017706c | CNTMT M0NIT0RING L0GIC SMPL RETURN T0 D/W FR0M SBV-0006B DIV II
1T63 | 1H23PL0501B | 1H23PL0501B-22 | 6N762-1 DCM3 | 2 | B | KWA1918AH | C | 0x0017c1d9 | PR0C RAD M0NIT0RING L0GIC DIV II DW INFL0W IS0 VALVE SBV-0007 AND SBV-0008
1W12 | 1H23PL5071B | 1H23PL5071B-01 | 6N762-1 DCM3 | 2 | C | KWA1918AH | A | 0x00182651 | INTAKE SCRNGSCRN WASH(SAFETY)SCREEN WASH PUMP 1W12-P500lBl
1W12 | 1H23PL5071B | 1H23PL5071B-02 | 6N762-1 DCM3 | 2 | D | KWA1918AH | A | 0x00189f70 | INTAKE SCRNGSCRN WASH(SAFETY) SCRN WSH PMP STRNR BACKWSH VLVS 1W12-MBV5006Bl
1W12 | 1H23PL5071B | 1H23PL5071B-03 | 6N762-1 DCM3 | 2 | C | KWA1918AH | A | 0x00182631 | INTAKE SCRNGSCRN WASH(SAFETY) SCREEN WASH PUMP 1W12-P5001B2
1W12 | 1H23PL5071B | 1H23PL5071B-10 | 6N762-1 DCM3 | 2 | D | KWA1918AH | A | 0x00185d65 | INTAKE SCRNGSCRN WASH(SAFETY) SCRN WSH PMP STRNR BACKWSH VLVS lWl2-MBV5006B2
1W12 | 1H23PL5071B | 1H23PL5071B-17 | 6N762-1 DCM3 | 2 | B | KWA1918AH | C | 0x001928b1 | INTAKE SCREEN G SCREEN WASH (SAFETY) TRVLNG WTR SCRNS TSCNS00IB
1W12 | 1H23PL5071B | 1H23PL5071B-18 | 6N762-1 DCM3 | 2 | C | KWA1918AH | D | 0x00182607 | INTAKE SCRNGSCRN WASH(SAFETY) SCRN WSH PMP STRNRS lW12-STR5001Bl
1W12 | 1H23PL5071B | 1H23PL5071B-19 | 6N762-1 DCM3 | 2 | C | KWA1918AH | D | 0x001927c6 | INTAKE SCREEN C SCREEN WASH (SAFETY) TRVLNG WTR SCRNS TSCN500182
1W12 | 1H23PL5071B | 1H23PL5071B-20 | 6N762-1 DCM3 | 2 | C | KWA1918AH | D | 0x00182619 | INTAKE SCRNCSCRN WASH(SAFETY)SCRN WSH PMP STRNRS 1Wl2-STR5001B2
1W12 | 1H23PL5071C | 1H23PL5071C-01 | 6N762-1 DCM3 | 3 | C | KWA1918AH | A | 0x001820b3 | INTAKE SCRNCSCRN WASH (SAFETY) SCREEN WASH PUMP IW12-P500 1CI
1W12 | 1H23PL5071C | 1H23PL5071C-02 | 6N762-1 DCM3 | 3 | D | KWA1918AH | A | 0x00189dca | INTAKE SCRNCSCRN WASH (SAFETY) SCRN WSH PMP STRNR BACKWSH VLVS 1W12-MBV5006C1
1W12 | 1H23PL5071C | 1H23PL5071C-03 | 6N762-1 DCM3 | 3 | C | KWA1918AH | A | 0x0018209f | INTAKE SCRNCSCRN WASH(SAFETY) SCRN WSH PMPS 1W 12-P500 lC2
1W12 | 1H23PL5071C | 1H23PL5071C-10 | 6N762-1 DCM3 | 3 | D | KWA1918AH | A | 0x00185b05 | INTAKE SCRNCSCRN WASH (SAFETY) SCRN WSH PMP STRNR BACKWSH VLVS lW12-MBV5006C2
1W12 | 1H23PL5071C | 1H23PL5071C-13 | 6N762-1 DCM3 | 3 | B | KWA1918AH | C | 0x001928d3 | INTAKE SCREEN 6 SCREEN WASH (SAFETY) TRVLNG WTR SCRNS TSCN5001C1
1W12 | 1H23PL5071C | 1H23PL5071C-15 | 6N762-1 DCM3 | 3 | B | KWA1918AH | C | 0x00192840 | INTAKE SCREEN 6 SCREEN WASH (SAFETY) TRVLNG WTR SCRNS TSCN500lC2
1W12 | 1H23PL5071C | 1H23PL5071C-17 | 6N762-1 DCM3 | 3 | E | KWA1918AH | F | 0x001825ab | INTAKE SCRNQSCRN WASH (SAFETY) SCRN WSH PMP STRNRS 1W12-STR5001C1
1W12 | 1H23PL5071C | 1H23PL5071C-18 | 6N762-1 DCM3 | 3 | C | KWA1918AH | D | 0x00182595 | INTAKE SCRNCSCRN WASH(SAFETY) SCRN WSH PMP STRNRS 1W12-STR500lC2
STC | 1H12PL1109A | 1H12PL1109A-02 | 6N762-1 DCM3 | 1 | A | KWA1918AH | A | 0x0018a127 | FUNCTIONAL INTERCONNECT DIAGRAM SURVEILLANCE TEST CONTROLLER SCFT BISTABLE FEEDBACK SENSOR TESTS 52 THRU 56
STC | 1H12PL1109A | 1H12PL1109A-07 | 6N762-1 DCM3 | 1 | F | KWA1918AH | A | 0x0018adf1 | SURVEILLANCE TEST C0NTR0LLER L0GIC TEST RESP0NSE C0LLECTI0N LT17 THR0UGH LT30
STC | 1H12PL1109A | 1H12PL1109A-08 | 6N762-1 DCM3 | 1 | B | KWA1918AH | B | 0x00190a80 | SURVEILLANCE TEST C0NTR0LLER L0GIC TEST RESP0NSE C0LLECTI0N LT35 THR0UGH END
STC | 1H12PL1109A | 1H12PL1109A-09 | 6N762-1 DCM3 | 1 | E | KWA1918AH | D | 0x001d6783 | SURVEILLANCE TEST C0NTR0LLER 2-0F-4 AND 3-0F-4 V0TING L0GIC VLU RESP0NSE VERIFICATI0N #2
STC | 1H12PL1109A | 1H12PL1109A-14(1) | 6N762-1 DCM3 | 1 | E | KWA1918AH | A | 0x0019ba2c | SURVEILLANCE TEST C0NTR0LLER DIV FUNCT TEST SEQ LT17 - LT34
STC | 1H12PL1109A | 1H12PL1109A-14(2) | 6N762-1 DCM3 | 1 | E | KWA1918AH | A | 0x0019ba2c | SURVEILLANCE TEST C0NTR0LLER DIV FUNCT TEST SEQ LT17 - LT34
STC | 1H12PL1109A | 1H12PL1109A-15 | 6N762-1 DCM3 | 1 | B | KWA1918AH | B | 0x00197c5a | SURVEILLANCE TEST C0NTR0LLER DIV FUNCT TEST SEQ LT35 - LT46
STC | 1H12PL1109A | 1H12PL1109A-16 | 6N762-1 DCM3 | 1 | C | KWA1918AH | C | 0x001c802a | SURVEILLANCE TEST C0NTR0LLER 2-0F-4 V0TING L0GIC VLU RESP0NSE VERIFICATI0N
STC | 1H12PL1109A | 1H12PL1109A-23 | 6N762-1 DCM3 | 1 | A | KWA1918AH | A | 0x001849f0 | FUNCTIONAL INTERCONNECT DIAGRAM SURVEILLANCE TEST CONTROLLER SCFT BISTABLE FEEDBACK SENSOR TESTS 57 THRU 60
STC | 1H12PL1109A | 1H12PL1109A-25 | 6N762-1 DCM3 | 1 | B | KWA1918AH | A | 0x0019c478 | FUNCTIONAL INTERCONNECT DIAGRAM SURVEILLANCE TEST CONTROLLER DIV FUNCT TEST SEQ LT47 - LT64
STC | 1H12PL1109A | 1H12PL1109A-27 | 6N762-1 DCM3 | 1 | A | KWA1918AH | A | 0x001cbd08 | FUNCTIONAL INTERCONNECT DIAGRAM SURVEILLANCE TEST CONTROLLER 2-OF-4 VOTING LOGIC VLU RESPONSE VERIFICATION
STC | 1H12PL1109A | 1H12PL1109A-29 | 6N762-1 DCM3 | 1 | A | KWA1918AH | A | 0x0018c076 | FUNCTIONAL INTERCONNECT DIAGRAM SURVEILLANCE TEST CONTROLLER LOGIC TEST RESPONSE COLLECTION LT47 THROUGH LT64
STC | 1H12PL1109A | 1H12PL1109A-34 | 6N762-1 DCM3 | 1 | D | KWA1918AH | C | 0x001962e1 | SURVEILLANCE TEST C0NTR0LLER SCFT BISTABLE FEEDBACK SENS0R TESTS 1 THRU 7
STC | 1H12PL1109A | 1H12PL1109A-36 | 6N762-1 DCM3 | 1 | D | KWA1918AH | C | 0x0019fb34 | SURVEILLANCE TEST C0NTR0LLER SCFT BISTABLE FEEDBACK SENS0R TESTS 8 THRU 17
STC | 1H12PL1109A | 1H12PL1109A-37 | 6N762-1 DCM3 | 1 | D | KWA1918AH | C | 0x0018c6ea | SURVEILLANCE TEST C0NTR0LLER SCFT BISTABLE FEEDBACK SENS0R TESTS 18 THRU 28
STC | 1H12PL1109A | 1H12PL1109A-38 | 6N762-1 DCM3 | 1 | D | KWA1918AH | C | 0x0018c043 | SURVEILLANCE TEST C0NTR0LLER SCFT BISTABLE FEEDBACK SENS0R TESTS 29 THRU 40
STC | 1H12PL1109A | 1H12PL1109A-40 | 6N762-1 DCM3 | 1 | D | KWA1918AH | C | 0x0019cd8c | SURVEILLANCE TEST C0NTR0LLER SCFT BISTABLE FEEDBACK SENS0R TESTS 41 THRU 51
STC | 1H12PL1109A | 1H12PL1109A-41 | 6N762-1 DCM3 | 1 | E | KWA1918AH | D | 0x001c9b0d | SURVEILLANCE TEST C0NTR0LLER 2-0F-4 AND 3-0F-4 V0TING L0GIC VLU RESP0NSE VERIFICATI0N
STC | 1H12PL1209A | 1H12PL1209A-02 | 6N762-1 DCM3 | 2 | A | KWA1918AH | A | 0x0018c949 | FUNCTIONAL INTERCONNECT DIAGRAM SURVEILLANCE TEST CONTROLLER SCFT BISTABLE FEEDBACK SENSOR TESTS 54 THRU 58
STC | 1H12PL1209A | 1H12PL1209A-03 | 6N762-1 DCM3 | 2 | A | KWA1918AH | A | 0x001af059 | FUNCTIONAL INTERCONNECT DIAGRAM SURVEILLANCE TEST CONTROLLER 2-OF-4 VOTING LOGIC VLU RESPONSE VERIFICATION
STC | 1H12PL1209A | 1H12PL1209A-04 | 6N762-1 DCM3 | 2 | A | KWA1918AH | A | 0x001844f3 | FUNCTIONAL INTERCONNECT DIAGRAM SURVEILLANCE TEST CONTROLLER SCFT BISTABLE FEEDBACK SENSOR TESTS 59 THRU 62
STC | 1H12PL1209A | 1H12PL1209A-05 | 6N762-1 DCM3 | 2 | A | KWA1918AH | A | 0x00199fb7 | FUNCTIONAL INTERCONNECT DIAGRAM SURVEILLANCE TEST CONTROLLER 2-OF-4 VOTING LOGIC VLU RESPONSE VERIFICATION
STC | 1H12PL1209A | 1H12PL1209A-06 | 6N762-1 DCM3 | 2 | A | KWA1918AH | A | 0x0018fbe8 | FUNCTIONAL INTERCONNECT DIAGRAM SURVEILLANCE TEST CONTROLLER LOGIC TEST RESPONSE COLLECTION LT48 THRU LT66
STC | 1H12PL1209A | 1H12PL1209A-17 | 6N762-1 DCM3 | 2 | B | KWA1918AH | A | 0x001a6478 | FUNCTIONAL INTERCONNECT DIAGRAM SURVEILLANCE TEST CONTROLLER DIV FUNCT TEST SEQ LT48 - LT67
STC | 1H12PL1309A | 1H12PL1309A-16 | 6N762-1 DCM3 | 3 | A | KWA1918AH | A | 0x0018c639 | FUNCTIONAL INTERCONNECT DIAGRAM SURVEILLANCE TEST CONTROLLER SCFT BISTABLE FEEDBACK SENSOR TESTS 54 THRU 58
STC | 1H12PL1309A | 1H12PL1309A-17 | 6N762-1 DCM3 | 3 | A | KWA1918AH | A | 0x0018df83 | FUNCTIONAL INTERCONNECT DIAGRAM SURVEILLANCE TEST CONTROLLER DIV FUNCT TEST SEQ LT37 - LT46
STC | 1H12PL1309A | 1H12PL1309A-18 | 6N762-1 DCM3 | 3 | A | KWA1918AH | A | 0x001849cb | FUNCTIONAL INTERCONNECT DIAGRAM SURVEILLANCE TEST CONTROLLER SCFT BISTABLE FEEDBACK SENSOR TESTS 59 THRU 62
STC | 1H12PL1309A | 1H12PL1309A-19 | 6N762-1 DCM3 | 3 | A | KWA1918AH | A | 0x001a3116 | FUNCTIONAL INTERCONNECT DIAGRAM SURVEILLANCE TEST CONTROLLER 2-OF-4 VOTING LOGIC VLU RESPONSE VERIFICATION
STC | 1H12PL1409 | 1H12PL1409-36 | 6N762-1 DCM3 | 4 | A | KWA1918AH | A | 0x00198647 | FUNCTIONAL INTERCONNECT DIAGRAM SURVEILLANCE TEST CONTROLLER SCFT BISTABLE FEEDBACK SENSOR TESTS 38 THRU 43
STC | 1H12PL1409 | 1H12PL1409-37 | 6N762-1 DCM3 | 4 | A | KWA1918AH | A | 0x00175019 | FUNCTIONAL INTERCONNECT DIAGRAM SURVEILLANCE TEST CONTROLLER SCFT BISTABLE FEEDBACK SENSOR TESTS 44 THRU 45
0R11 | 0H23PL2302S | 0H23PL2302S-36 | 6N765-1 ACM | 0 | C | KWA1918AH | C | 0x00239aef | ME0 V0LT 0ISTR SYS L0GIC 4.16 KV SWGR S4 BUS RELAYING AND ALARMS
0R21 | 0H23PL2301S | 0H23PL2301S-45 | 6N765-1 ACM | 0 | G | KWA1918CL | E | 0x002640ce | EMER DIESEL GEN SYS L0GIC S0G CTRL PNL (DIV 0) FUEL 0IL INDEALRMS
0R21 | 0H23PL2301S | 0H23PL2301S-43 | 6N765-1 ACM | 0 | F | KWA1918CL | E | 0x00272045 | EMER DIESEL GEN SYS L0GIC SDG CTRL PNL (DIV 01 C00LING WTR IND 6 ALRMS
0R21 | 0H23PL2301S | 0H23PL2301S-44 | 6N765-1 ACM | 0 | D | KWA1918CL | E | 0x0025fc62 | EMER DIESEL GEN SYS L0GIC S0G CTRL PNL (DIV 01 GENERAT0R IN06CTRL
0T54 | 0H23PL2302S | 0H23PL2302S-45 | 6N765-1 ACM | 0 | E | KWA1918CL | C | 0x0026bbac | AUX FUEL BLDG HVAC L0GIC AFHV MISC INSTRUMENTS FAN-404A 6 FAN-4046 RUNTIME C0UNTER
0T54 | 1H23PL2503A | 1H23PL2503A-47 | 6N765-1 ACM | 1 | H | KWA1918CL | E | 0x0027177b | AUX FUEL BL0G HVAC L0GIC AFHV SFLT 3018 FAN FAN-030 18
1B21 | 1H12PL1109B | 1H12PL1109B-01 | 6N765-1 ACM | 1 | F | KWA1918CL | F | 0x00260050 | MAIN STEAM SYSTEM L0GIC ANAL0G TRIP SIGNALS DIV I
1B21 | 1H12PL1109B | 1H12PL1109B-02 | 6N765-1 ACM | 1 | F | KWA1918CL | E | 0x0025cf5f | MAIN STEAM SYSTEM L0GIC MSL FL0W ANAL0G SIGNALS
1B21 | 1H12PL1109B | 1H12PL1109B-03 | 6N765-1 ACM | 1 | E | KWA1918CL | D | 0x0027c713 | MAIN STEAM SYSTEM L0GIC ADS INITIATI0N DIV I C0UNTD0WN TIMERS (TRAIN 1
1B21 | 1H12PL1109B | 1H12PL1109B-12 | 6N765-1 ACM | 1 | E | KWA1918CL | D | 0x00249b36 | MAIN STEAM SYSTEM L0GIC ADS INITIATI0N DIV I C0UNTD0WN TIMERS (TRAIN 2)
1B21 | 1H12PL1109B | 1H12PL1109B-14 | 6N765-1 ACM | 1 | F | KWA1918CL | D | 0x00248ed5 | MAIN STEAM SYSTEM L0GIC ANAL0G SIGNALS DIV I
1B21 | 1H12PL1209B | 1H12PL1209B-29 | 6N765-1 ACM | 2 | E | KWA1918AH | D | 0x0022a482 | MAIN STEAM SYSTEM LDGIC ANAL0G SIGNALS DIV II
1B21 | 1H12PL1209C | 1H12PL1209C-22 | 6N765-1 ACM | 2 | F | KWA1918CL | F | 0x0025f956 | MAIN STEAM SYSTEM L0GIC ANAL0G TRIP SIGNALS DIV II
1B21 | 1H12PL1209C | 1H12PL1209C-28 | 6N765-1 ACM | 2 | D | KWA1918CL | D | 0x0027bf1c | MAIN STEAM SYSTEM L0GIC ADS INITIATI0N DIV II C0UNTD0WN TIMERS (TRAIN 1)
1B21 | 1H12PL1209C | 1H12PL1209C-30 | 6N765-1 ACM | 2 | D | KWA1918CL | D | 0x00249833 | MAIN STEAM SYSTEM L0GIC ADS INITIATI0N DIV II C0UNTD0WN TIMERS (TRAIN 2)
1B21 | 1H12PL1209C | 1H12PL1209C-37 | 6N765-1 ACM | 2 | E | KWA1918CL | E | 0x0025cf27 | MAIN STEAM SYSTEM L0GI MSL FL0W ANAL0G SIGNALS
1B21 | 1H12PL1309B | 1H12PL1309B-26 | 6N765-1 ACM | 3 | H | KWA1918CL | A | 0x0025fa82 | MAIN STEAM SYSTEM L0GIC ANAL0G TRIP SIGNALS DIV II
1B21 | 1H12PL1309B | 1H12PL1309B-27 | 6N765-1 ACM | 3 | F | KWA1918CL | E | 0x0025dda2 | MAIN STEAM SYSTEM L0GIC MSL FL0W ANAL0G SIGNALS
1B21 | 1H12PL1309C | 1H12PL1309C-47 | 6N765-1 ACM | 3 | E | KWA1918AH | D | 0x002291b4 | MAIN STEAM SYSTEM L0GIC ANAL0G SIGNALS DIV II
1B21 | 1H12PL1409 | 1H12PL1409-22 | 6N765-1 ACM | 4 | H | KWA1918CL | F | 0x00265445 | MAIN STEAM SYSTEM L0GIC ANAL0G TRIP SIGNALS 0IV IV
1B21 | 1H12PL1409 | 1H12PL1409-23 | 6N765-1 ACM | 4 | F | KWA1918CL | E | 0x0025c36d | MAIN STEAM SYSTEM L0GIC MSL FL0W ANAL0G SIGNALS
1C41 | 1H12PL1109B | 1H12PL1109B-16 | 6N765-1 ACM | 1 | D | KWA1918CL | A | 0x00259338 | STANDBY LIQUID CTRL SYS L0GIC ANAL0G M0NIT0RING
1C51 | 1H12PL1109B | 1H12PL1109B-35 | 6N765-1 ACM | 1 | C | KWA1918CL | D | 0x0026585a | NEUTR0N MNTRNG SYS L0GIC DATA LINK T0 MCRP (1E)
1C51 | 1H12PL1109B | 1H12PL1109B-36 | 6N765-1 ACM | 1 | D | KWA1918CL | E | 0x00271cdd | NEUTR0N MNTRNG SYS L0GIC DATA LINK T0 MCRP (1E)
1C51 | 1H12PL1209B | 1H12PL1209B-14 | 6N765-1 ACM | 2 | D | KWA1918CL | E | 0x00271df0 | NEUTR0N MNTRNG SYS L0GIC DATA LINK T0 MCRP (1E)
1C51 | 1H12PL1309C | 1H12PL1309C-23 | 6N765-1 ACM | 3 | C | KWA1918CL | D | 0x0026578e | NEUTR0N MNTRNG SYS L0GIC DATA LINK T0 MCRP (1E)
1C51 | 1H12PL1309C | 1H12PL1309C-26 | 6N765-1 ACM | 3 | D | KWA1918CL | E | 0x00271fb8 | NEUTR0N MNTRNG SYS L0GIC DATA LINK T0 MCRP (1E)
1C51 | 1H12PL1409 | 1H12PL1409-13 | 6N765-1 ACM | 4 | D | KWA1918CL | E | 0x00271b0c | NEUTR0N MNTRNG SYS L0GIC DATA LINK T0 MCRP (1E)
1C73 | 1H12PL1109C | 1H12PL1109C-12 | 6N765-1 ACM | 1 | E | KWA1918CL | C | 0x00245eae | LEAK DET & ISLN SYS L0GIC ESF INSTRUMENT DIV I M0NIT0RED PARAMETERS
1C73 | 1H12PL1209C | 1H12PL1209C-21 | 6N765-1 ACM | 2 | F | KWA1918CL | D | 0x00251a9c | LEAK DET & ISLN SYS L0GIC ESF INSTRUMENT DIV II M0NIT0RED PARAMETERS
1C73 | 1H12PL1209C | 1H12PL1209C-23 | 6N765-1 ACM | 2 | E | KWA1918CL | C | 0x00251e55 | LEAK DET & ISLN SYS L0GIC ESF INSTRUMENT DIV II M0NIT0RED PARAMETERS
1C73 | 1H12PL1209C | 1H12PL1209C-41 | 6N765-1 ACM | 2 | M | KWA1918CL | E | 0x00262aea | LEAK DET & ISLN SYS L0GIC ESF INSTRUMENT DIV II M0NIT0RED PARAMETERS
1C73 | 1H12PL1209C | 1H12PL1209C-42 | 6N765-1 ACM | 2 | J | KWA1918CL | A | 0x00262974 | LEAK DET & ISLN SYS L0GIC ESF INSTRUMENT DIV II M0NIT0RED PARAMETERS
1C73 | 1H12PL1209C | 1H12PL1209C-43 | 6N765-1 ACM | 2 | F | KWA1918CL | D | 0x0025dcb7 | LEAK DET & ISLN SYS L0GIC ESF INSTRUMENT DIV II M0NIT0RED PARAMETERS
1C73 | 1H12PL1309C | 1H12PL1309C-36 | 6N765-1 ACM | 3 | F | KWA1918CL | D | 0x0025dd3a | LEAK DET & ISLN SYS L0GIC ESF INSTRUMENT DIV III M0NIT0RED PARAMETERS
1C73 | 1H12PL1309C | 1H12PL1309C-37 | 6N765-1 ACM | 3 | E | KWA1918CL | C | 0x00251aa3 | LEAK DET & ISLN SYS L0GIC ESF INSTRUMENT DIV III M0NIT0RED PARAMETERS
1C73 | 1H12PL1309C | 1H12PL1309C-38 | 6N765-1 ACM | 3 | M | KWA1918CL | D | 0x00262666 | LEAK DET & ISLN SYS L0GIC ESF INSTRUMENT DIV III M0NIT0RED PARAMETERS
1C73 | 1H12PL1309C | 1H12PL1309C-44 | 6N765-1 ACM | 3 | E | KWA1918CL | C | 0x00251c81 | LEAK DET & ISLN SYS L0GIC ESF INSTRUMENT DIV III M0NIT0RED PARAMETERS
1C73 | 1H12PL1309C | 1H12PL1309C-45 | 6N765-1 ACM | 3 | H | KWA1918CL | A | 0x00262d6d | LEAK DET & ISLN SYS L0GIC ESF INSTRUMENT DIV III M0NIT0RED PARAMETERS
1C73 | 1H12PL1409 | 1H12PL1409-04 | 6N765-1 ACM | 4 | E | KWA1918CL | C | 0x00251d72 | LEAK DET & ISLN SYS L0GIC ESF INSTRUMENT DIV IV M0NIT0RED PARAMETERS
1C73 | 1H12PL1409 | 1H12PL1409-05 | 6N765-1 ACM | 4 | E | KWA1918CL | C | 0x00251747 | LEAK DET & ISLN SYS L0GIC ESF INSTRUMENT DIV IV M0NIT0RED PARAMETERS
1C73 | 1H12PL1409 | 1H12PL1409-24 | 6N765-1 ACM | 4 | K | KWA1918CL | A | 0x0026245d | LEAK DET & ISLN SYS L0GIC ESF INSTRUMENT DIV IV M0NIT0RED PARAMETERS
1C73 | 1H12PL1409 | 1H12PL1409-27 | 6N765-1 ACM | 4 | N | KWA1918CL | A | 0x002633f9 | LEAK DET & ISLN SYS L0GIC ESF INSTRUMENT DIV IV M0NIT0RED PARAMETERS
1C73 | 1H12PL1409 | 1H12PL1409-28 | 6N765-1 ACM | 4 | F | KWA1918CL | D | 0x0025d7ad | LEAK DET G ISLN SYS L0GIC ESF INSTRUMENT DIV IV M0NIT0RED PARAMETERS
1E11 | 1H12PL1109C | 1H12PL1109C-14 | 6N765-1 ACM | 1 | K | KWA1918CL | E | 0x002772ae | RESIDUAL HEAT REM0VAL SYSTEM L0GIC L00P A ANAL0G SIGNALS DIVISI0N I
1E11 | 1H12PL1109C | 1H12PL1109C-32 | 6N765-1 ACM | 1 | G | KWA1918CL | A | 0x00281b1e | RESIDUAL HEAT REM0VAL SYSTEM L0GIC L00P A ANAL0G SIGNALS DIVISI0N I
1E11 | 1H12PL1209B | 1H12PL1209B-22 | 6N765-1 ACM | 2 | E | KWA1918CL | E | 0x0026f78e | RESIDUAL HEAT REM0VAL SYSTEM L0GIC L00P B ANAL0G SIGNALS DIVISI0N I1
1E11 | 1H12PL1209B | 1H12PL1209B-25 | 6N765-1 ACM | 2 | D | KWA1918CL | E | 0x002649d2 | RESIDUAL HEAT REM0VAL SYSTEM L0GIC L00P B ANAL0G SIGNALS DIVISI0N I1
1E11 | 1H12PL1209B | 1H12PL1209B-28 | 6N765-1 ACM | 2 | G | KWA1918CL | A | 0x0026c587 | RESIDUAL HEAT REM0VAL SYSTEM L0GIC L00P B ANAL0G SIGNALS DIVISI0N I1
1E11 | 1H12PL1209B | 1H12PL1209B-45 | 6N765-1 ACM | 2 | F | KWA1918AH | D | 0x002266fe | RESIDUAL HEAT REM0VAL SYSTEM SUPPRESSI0N P00L C00LING UNIT INITIATI0N SIGNALS DIVISI0N I1
1E11 | 1H12PL1309B | 1H12PL1309B-30 | 6N765-1 ACM | 3 | L | KWA1918CL | F | 0x002778a2 | RESIDUAL HEAT REM0VAL SYSTEM L0GIC L00P C ANAL0G SIGNALS DIVISI0N I11
1E11 | 1H12PL1309B | 1H12PL1309B-44 | 6N765-1 ACM | 3 | G | KWA1918CL | A | 0x002811dd | RESIDUAL HEAT REM0VAL SYSTEM L0GIC L00P C ANAL0G SIGNALS DIVISI0N I11
1E11 | 1H12PL1409 | 1H12PL1409-26 | 6N765-1 ACM | 4 | F | KWA1918AH | C | 0x00226604 | RESIDUAL HEAT REM0VAL SYSTEM SUPPRESSI0N P00L C00LING UNIT INITIATI0N SIGNALS DIVISI0N IV
1E22 | 1H12PL1209C | 1H12PL1209C-40 | 6N765-1 ACM | 2 | H | KWA1918CL | F | 0x00275853 | HP C0RE FL00DER SYS L0GIC ANAL0G INPUTS AND SAFETY VLV 0VLD BYPASS TESTING DIV II
1E22 | 1H12PL1209C | 1H12PL1209C-44 | 6N765-1 ACM | 2 | J | KWA1918CL | F | 0x0028b2ae | HP C0RE FL00DER SYS L0GIC ANAL0G INPUTS DIV II
1E22 | 1H12PL1309B | 1H12PL1309B-43 | 6N765-1 ACM | 3 | H | KWA1918CL | F | 0x00270594 | HP C0RE FL00DER SYS L0GIC ANAL0G INPUTS DIV III
1E22 | 1H23PL0304C | 1H23PL0304C-39 | 6N765-1 ACM | 3 | H | KWA1918CL | E | 0x0028ba2f | HP C0RE FL00DER SYS L0GIC ANAL0G INPUTS DIV III
1E51 | 1H12PL1109B | 1H12PL1109B-04 | 6N765-1 ACM | 1 | E | KWA1918CL | D | 0x00241cd1 | RX C0RE ISLN CLG L0GIC (RCIC) TURBINE EXHAUST PRESS DIV I
1E51 | 1H12PL1109B | 1H12PL1109B-05 | 6N765-1 ACM | 1 | D | KWA1918CL | E | 0x0027ba45 | RX C0RE ISLN CLG L0GIC (RCIC) ANAL0G INPUTS DIV I
1E51 | 1H12PL1109B | 1H12PL1109B-06 | 6N765-1 ACM | 1 | E | KWA1918CL | E | 0x0027771f | RX C0RE ISLN CLG L0GIC (RCIC) ANAL0G INPUTS DIV I
1E51 | 1H12PL1109B | 1H12PL1109B-09 | 6N765-1 ACM | 1 | F | KWA1918CL | A | 0x00272b9d | RX C0RE ISLN CLG L0GIC (RCIC) RCIC FL0W TRANSMITERS DIV I
1E51 | 1H12PL1209C | 1H12PL1209C-29 | 6N765-1 ACM | 2 | F | KWA1918CL | E | 0x00241993 | RX C0RE ISLN CLG L0GIC (RCIC)TURBINE EXHAUST PRESS DIV II
1E51 | 1H12PL1309B | 1H12PL1309B-28 | 6N765-1 ACM | 3 | E | KWA1918CL | D | 0x002418a7 | RX C0RE ISLN CLG L0GIC (RCIC) TURBINE EXHAUST PRESS DIV III
1E51 | 1H12PL1409 | 1H12PL1409-01 | 6N765-1 ACM | 4 | E | KWA1918AH | D | 0x0023da4d | RX C0RE ISLN CLG L0GIC (RCIC) TURBINE EXHAUST PRESS DIV IV
1G31 | 1H12PL1109C | 1H12PL1109C-06 | 6N765-1 ACM | 1 | E | KWA1918CL | D | 0x0026887c | AX WATER CLEANUP SYS L0GIC FL0W TEMP C0MPENSATED DIV I
1G31 | 1H12PL1109C | 1H12PL1109C-38 | 6N765-1 ACM | 1 | D | KWA1918CL | D | 0x00269009 | RX WATER CLEANUP SYS L0GIC FL0W TEMP C0MPENSATED DIV I
1G31 | 1H12PL1109C | 1H12PL1109C-39 | 6N765-1 ACM | 1 | D | KWA1918CL | C | 0x00268fe5 | RX WATER CLEANUP SYS L0GIC FL0W TEMP C0MPENSATE0 0IV I
1G31 | 1H12PL1109C | 1H12PL1109C-40 | 6N765-1 ACM | 1 | E | KWA1918CL | C | 0x0026937c | RX WATER CLEANUP SYS L0GIC FL0W TEMP C0MPENSATED DIV I
1G31 | 1H12PL1209B | 1H12PL1209B-26 | 6N765-1 ACM | 2 | E | KWA1918CL | D | 0x00268766 | RX WATER CLEANUP SYS L0GIC FL0W TEMP C0MPENSATED DIV II
1G31 | 1H12PL1209B | 1H12PL1209B-34 | 6N765-1 ACM | 2 | D | KWA1918CL | C | 0x00268d5c | RX WATER CLEANUP SYS L0GIC FL0W TEMP C0MPENSATED DIV II
1G31 | 1H12PL1209B | 1H12PL1209B-35 | 6N765-1 ACM | 2 | D | KWA1918CL | C | 0x00268b73 | RX WATER CLEANUP SYS L0GIC FL0W TEMP C0MPENSATED DIV II
1G31 | 1H12PL1209B | 1H12PL1209B-36 | 6N765-1 ACM | 2 | D | KWA1918CL | C | 0x00268d04 | RX WATER CLEANUP SYS L0GIC FL0W TEMP C0MPENSATED DIV II
1G31 | 1H12PL1309A | 1H12PL1309A-37 | 6N765-1 ACM | 3 | E | KWA1918CL | D | 0x00268cf0 | RX WATER CLEANUP SYS L0GIC FL0W TEMP C0MPENSATED DIV II1
1G31 | 1H12PL1309A | 1H12PL1309A-42 | 6N765-1 ACM | 3 | D | KWA1918CL | C | 0x00268cb7 | RX WATER CLEANUP SYS L0GIC FL0W TEMP C0MPENSATED DIV II1
1G31 | 1H12PL1309A | 1H12PL1309A-43 | 6N765-1 ACM | 3 | D | KWA1918CL | C | 0x00268d92 | RX WATER CLEANUP SYS L0GIC FL0W TEMP C0MPENSATED DIV III
1G31 | 1H12PL1309A | 1H12PL1309A-44 | 6N765-1 ACM | 3 | D | KWA1918CL | C | 0x00268d72 | RX WATER CLEANUP SYS L0GIC FL0W TEMP C0MPENSATED DIV II1
1G31 | 1H12PL1409 | 1H12PL1409-03 | 6N765-1 ACM | 4 | E | KWA1918CL | D | 0x00268e70 | RX WATER CLEANUP SYS L0GIC FL0W TEMP C0MPENSATED DIV IV
1G31 | 1H12PL1409 | 1H12PL1409-06 | 6N765-1 ACM | 4 | D | KWA1918CL | C | 0x00268ad9 | RX WATER CLEANUP SYS L0GIC FL0W TEMP C0MPENSATED DIV IV
1G31 | 1H12PL1409 | 1H12PL1409-07 | 6N765-1 ACM | 4 | D | KWA1918CL | C | 0x00268b9e | RX WATER CLEANUP SYS L0GIC FL0W TEMP C0MPENSATED DIV IV
1G31 | 1H12PL1409 | 1H12PL1409-08 | 6N765-1 ACM | 4 | E | KWA1918CL | D | 0x00268d30 | RX WATER CLEANUP SYS L0GIC FL0W TEMP C0MPENSATED DIV IV
1K11 | 1H12PL1109B | 1H12PL1109B-17 | 6N765-1 ACM | 1 | H | KWA1918CL | F | 0x0026b917 | RWCP HX R00M ill LEVEL INPUT VRLIDRTED RVERRGE LT-0050R1. R2. R3 RN0 R4
1K11 | 1H12PL1209B | 1H12PL1209B-23 | 6N765-1 ACM | 2 | H | KWA1918CL | G | 0x0026ba7a | RWCP HX R00M I21 LEVEL 4 INPUT VRLIDATE0 RVERRGE LT-0052B1. B2, B3 RN0 B4
1K11 | 1H12PL1309B | 1H12PL1309B-31 | 6N765-1 ACM | 3 | J | KWA1918CL | G | 0x0026bbd0 | RWCP HX R00M 131 LEVEL 4 INPUT VRLIDRTED RVERRGE LT-0054Ci. C2, C3 RN0 C4
1P13 | 1H12PL1109C | 1H12PL1109C-09 | 6N765-1 ACM | 1 | E | KWA1918AH | D | 0x0021e97d | CNDS ST0RGXFER SYS L0GIC CNDS ST0RAGE TANK LEVEL TRANSMITTERS (SAFETY)
1P13 | 1H12PL1209B | 1H12PL1209B-24 | 6N765-1 ACM | 2 | D | KWA1918AH | C | 0x0021efbd | CNDS ST0RGXFER SYS L0GIC CNDS ST0RAGE TANK LEVEL TRANSMITTERS (SAFETY)
1P13 | 1H12PL1309A | 1H12PL1309A-41 | 6N765-1 ACM | 3 | D | KWA1918AH | C | 0x0021ee80 | CNDS ST0RGXFER SYS L0GIC CNDS ST0RAGE TANK LEVEL TRANSMITTERS (SAFETY)
1P13 | 1H12PL1409 | 1H12PL1409-18 | 6N765-1 ACM | 4 | E | KWA1918AH | D | 0x0021e7af | CNDS ST0RGXFER SYS L0GIC CNDS ST0RAGE TANK LEVEL TRANSMITTERS (SAFETY)
1P21 | 1H12PL1209C | 1H12PL1209C-38 | 6N765-1 ACM | 2 | D | KWA1918CL | E | 0x0027088c | RB CLG WATER SYSTEM L0GIC TW0 INP VAL AVG
1P21 | 1H12PL1209C | 1H12PL1209C-45 | 6N765-1 ACM | 2 | C | KWA1918CL | E | 0x002a4062 | RB CLG WATER SYSTEM L0GIC RBCW TCVs. DIV II ACV-0012B 6 ACV-00l0B
1P21 | 1H12PL1209C | 1H12PL1209C-46 | 6N765-1 ACM | 2 | C | KWA1918CL | D | 0x00287006 | RB CLG WATER SYSTEM L0GIC SYSTEM M0NIT0RING SAFETY (DIV B)
1P21 | 1H12PL1309B | 1H12PL1309B-36 | 6N765-1 ACM | 3 | C | KWA1918CL | E | 0x002a3fcb | RB CLG WATER SYSTEM L0GIC RBCW TCVs. DIV III ACV-0012C 6 ACV-00l0C
1P21 | 1H12PL1309B | 1H12PL1309B-42 | 6N765-1 ACM | 3 | C | KWA1918CL | D | 0x00265684 | RB CLG WATER SYSTEM L0GIC TW0 INP VAL AVG. TCVS 0IVISI0N C
1P21 | 1H12PL1309C | 1H12PL1309C-48 | 6N765-1 ACM | 3 | E | KWA1918CL | D | 0x00288aa8 | RB CLG WATER SYSTEM L0GIC SYSTEM M0NIT0RING SAFETY (DIV C)
1P21 | 1H23PL1301A | 1H23PL1301A-36 | 6N765-1 ACM | 1 | B | KWA1918CL | D | 0x0024abd6 | RB CLG WATER SYSTEM L0GIC RBCW PUMP DIV A. P-0001A1 6 P-000 1A2
1P21 | 1H23PL1301A | 1H23PL1301A-37 | 6N765-1 ACM | 1 | C | KWA1918CL | D | 0x00261f38 | RB CLG WATER SYSTEM L0GIC TW0 INP VAL AVG. TE-0005Al/A2 PUMP 1A1 M0T0R BRG TEMP ALARMS
1P21 | 1H23PL1303B | 1H23PL1303B-35 | 6N765-1 ACM | 2 | C | KWA1918CL | D | 0x0024a756 | RB CLG WATER SYSTEM L0GIC RBCW PUMP DIV B, P-0001B1 & P-000 1B2
1P25 | 1H12PL1109C | 1H12PL1109C-35 | 6N765-1 ACM | 1 | F | KWA1918CL | E | 0x002a3e44 | EMERGENCY CHILLED WTR SYS L0GIC DIV I. RB ECW RETURN VLV ACV-00 16A
1P25 | 1H12PL1109C | 1H12PL1109C-36 | 6N765-1 ACM | 1 | E | KWA1918CL | E | 0x002a2c21 | EMERGENCY CHILLED WTR SYS L0GIC DIV I. ECW BYPASS VLV ACV-002 1A
1P25 | 1H12PL1109C | 1H12PL1109C-37 | 6N765-1 ACM | 1 | C | KWA1918CL | D | 0x0025c101 | EMER CHILLED WTR SYS L0GIC DIV I ECW SPLY/RTN DIFF PRESS
1P25 | 1H12PL1209C | 1H12PL1209C-31 | 6N765-1 ACM | 2 | F | KWA1918CL | E | 0x002a39c5 | EMERGENCY CHILLED WTR SYS L0GIC DIV I1. CB SREA ECW RETURN VLV ACV-000BB
1P25 | 1H12PL1209C | 1H12PL1209C-32 | 6N765-1 ACM | 2 | F | KWA1918CL | E | 0x002a3c6e | EMERGENCY CHILLED WTR SYS L0GIC DIV I, RB SREE ECW RETURN VLV ACV-0016B
1P25 | 1H12PL1209C | 1H12PL1209C-39 | 6N765-1 ACM | 2 | C | KWA1918CL | D | 0x0025c12d | EMER CHILLED WTR SYS L0GIC DIV II ECW BYPASS VALVE ACV-0021B
1P25 | 1H12PL1209C | 1H12PL1209C-47 | 6N765-1 ACM | 2 | E | KWA1918CL | E | 0x002a3044 | EMERGENCY CHILLED WTR SYS L0GIC DIV I1, ECW BYPASS VLV ACV-002 1B
1P25 | 1H12PL1209C | 1H12PL1209C-48 | 6N765-1 ACM | 2 | G | KWA1918CL | E | 0x002a78bd | EMERGENCY CHILLED WTR SYS L0GIC DIV I1. CB CRHA ECW RETURN VLV ACV-00378
1P25 | 1H12PL1309B | 1H12PL1309B-08 | 6N765-1 ACM | 3 | D | KWA1918CL | D | 0x0025c5d1 | EMER CHILLED WTR SYS L0GY' DIV III SPLY/RTN DIFF PRE ?
1P25 | 1H12PL1309B | 1H12PL1309B-45 | 6N765-1 ACM | 3 | F | KWA1918CL | E | 0x002a3c22 | EMERGENCY CHILLED WTR SYS L0GIC DIV I11. CB SREA ECW RE';URN VLV ACV-0008C
1P25 | 1H12PL1309B | 1H12PL1309B-46 | 6N765-1 ACM | 3 | F | KWA1918CL | E | 0x002a3e01 | EMERGENCY CHILLED WTR SYS L0GIC DIV I11. RB SREE ECW RETURN VLV ACV-00 16C
1P25 | 1H12PL1309B | 1H12PL1309B-47 | 6N765-1 ACM | 3 | E | KWA1918CL | E | 0x002a3301 | EMERGENCY CHILLED WTR SYS L0GIC DIV I11. ECW BYPASS VLV ACV-002lC
1P25 | 1H12PL1309B | 1H12PL1309B-48 | 6N765-1 ACM | 3 | G | KWA1918CL | F | 0x002a771a | EMERGENCY CHILLED WTR SYS L0GIC DIV I11. CB CRHA ECW RETURN VLV ACV-0037C
1P26 | 1H12PL1309B | 1H12PL1309B-29 | 6N765-1 ACM | 3 | E | KWA1918CL | D | 0x00246759 | RB SERVICE WATER SYSTEM MISCELLANE0US L0GIC DIVISI0N I11
1P26 | 1H23PL1301B | 1H23PL1301B-38 | 6N765-1 ACM | 2 | G | KWA1918AH | E | 0x00247395 | RB SERVICE WATER SYSTEM MISCELLANE0US L0GIC DIVISI0N I1 (6)
1P26 | 1H23PL1302A | 1H23PL1302A-34 | 6N765-1 ACM | 1 | G | KWA1918CL | E | 0x0024706e | RB SERVICE WATER SYSTEM MISCELLANE0US L0GIC DIVISI0N I
1P26 | 1H23PL1303B | 1H23PL1303B-32 | 6N765-1 ACM | 2 | B | KWA1918CL | A | 0x0022e22b | RB SERVICE WATER SYSTEM SERVICE WATER SYSTEM DIV IITEMPERATURE ALARMS
1P26 | 1H23PL5070A | 1H23PL5070A-43 | 6N765-1 ACM | 1 | K | KWA1918CL | E | 0x0026c009 | SERVICE WATER SYSTEM PR0CESS M0NIT0RING
1P26 | 1H23PL5070A | 1H23PL5070A-44 | 6N765-1 ACM | 1 | G | KWA1918AH | D | 0x0022f504 | SERVICE WATER SYSTEM PR0CESS M0NIT0RING
1P26 | 1H23PL5070B | 1H23PL5070B-43 | 6N765-1 ACM | 2 | J | KWA1918CL | E | 0x0026be97 | SERVICE WATER SYSTEM PR0CESS M0NIT0RING
1P26 | 1H23PL5070B | 1H23PL5070B-44 | 6N765-1 ACM | 2 | F | KWA1918AH | D | 0x0022f0ba | SERVICE WATER SYSTEM PR0CESS M0NIT0RING
1P26 | 1H23PL5070C | 1H23PL5070C-32 | 6N765-1 ACM | 3 | K | KWA1918CL | F | 0x0026bc79 | SERVICE WATER SYSTEM PR0CESS M0NIT0RING
1P26 | 1H23PL5070C | 1H23PL5070C-40 | 6N765-1 ACM | 3 | F | KWA1918AH | D | 0x0022f414 | SERVICE WATER SYSTEM PR0CESS M0NIT0RING
1P54 | 1H12PL1209A | 1H12PL1209A-16 | 6N765-1 ACM | 2 | G | KWA1918AH | D | 0x0023114c | NITR0GEN SUPPLY SYS L0GIC DIV II INDICATI0NS AND ALARMS
1R11 | 1H23PL0303A | 1H23PL0303A-44 | 6N765-1 ACM | 1 | D | KWA1918AH | C | 0x00239e43 | MED V0LTAGE DIST SYS 4.16KV SWGR A4 AVERAGE V0LTAGE DIVISI0N I
1R11 | 1H23PL0303A | 1H23PL0303A-46 | 6N765-1 ACM | 1 | B | KWA1918AH | C | 0x00171303 | ME0 V0LTAGE DIST SYS L0GIC .16KV SWGR A4 TIE BRKR 12A T0 BUS S4
1R11 | 1H23PL0304B | 1H23PL0304B-39 | 6N765-1 ACM | 2 | C | KWA1918AH | B | 0x00238ee4 | MED V0LTAGE DIST SYS 4.16KV SWGR 84 AVERAGE V0LTAGE DIVISI0N I1
1R11 | 1H23PL0305C | 1H23PL0305C-43 | 6N765-1 ACM | 3 | D | KWA1918AH | D | 0x00239c3f | MED V0LTAGE DIST SYS 4.16KV SWGR C4 AVERAGE V0LTAGE DIVISI0N I11
1R11 | 1H23PL0602A | 1H23PL0602A-39 | 6N765-1 ACM | 1 | D | KWA1918CL | E | 0x00242930 | MED V0LTAGE DIST SYS 4.16KV SWGR 0500A4 AVERAGE V0LTAGE AND CURRENT - DIVISI0N I
1R11 | 1H23PL0602A | 1H23PL0602A-43 | 6N765-1 ACM | 1 | C | KWA1918CL | E | 0x002428e6 | MED V0LTAGE DIST SYS 4.16KV SWGR 0400A4 AVERAGE V0LTAGE AND CURRENT - DIVISI0N I
1R11 | 1H23PL0602A | 1H23PL0602A-44 | 6N765-1 ACM | 1 | B | KWA1918CL | D | 0x00243b41 | MED V0LTAGE DIST SYS 4.16KV SWGR 0600A4 AVERAGE V0LTAGE AND CURRENT - DIVISI0N I
1R21 | 1H12PL1109C | 1H12PL1109C-13 | 6N765-1 ACM | 1 | C | KWA1918CL | D | 0x0025e118 | EMER DIESEL GEN SYS L0GIC EDG 1A CTRL PNL (DIV I) GENERAT0R IND 6 CTRL
1R21 | 1H12PL1109C | 1H12PL1109C-16 | 6N765-1 ACM | 1 | F | KWA1918CL | D | 0x00272d30 | EMER DIESEL GEN SYS L0GIC EDG 1A CTRL PNL (DIV I) FUEL 0IL. C00LING WTR IND 6 ALMS
1R21 | 1H12PL1209B | 1H12PL1209B-21 | 6N765-1 ACM | 2 | G | KWA1918CL | D | 0x002722e8 | EMER DIESEL GEN SYS L0GIC EDG 1B CTRL PNL (DIV I1) FUEL 0IL. CDLING WTR IND 6 ALMS
1R21 | 1H12PL1209B | 1H12PL1209B-31 | 6N765-1 ACM | 2 | C | KWA1918CL | D | 0x0025c5b9 | EMER DIESEL GEN SYS L0GIC EDG 10 CTRL PNL (DIV I1) GENERAT0R IND 6 CTRL
1R21 | 1H12PL1309A | 1H12PL1309A-38 | 6N765-1 ACM | 3 | F | KWA1918CL | D | 0x002727c3 | EMER DIESEL GEN SYS L0GIC EDG 1C CTRL PNL (DIV I11) FUEL 0IL.C00LING WTR IND 6 ALMS
1R21 | 1H12PL1309A | 1H12PL1309A-39 | 6N765-1 ACM | 3 | C | KWA1918CL | D | 0x0025d866 | EMER DIESEL GEN SYS L0GIC EDG 1C CTRL PNL (DIV I11) GENERAT0R IND 6 CTRL
1R21 | 1H23PL0304B | 1H23PL0304B-40 | 6N765-1 ACM | 2 | E | KWA1918AH | C | 0x00176a2b | EMERGENCY DIESEL GEN SYS L0GIC EDG 1B C0NTR0L PANEL DIV II DIESEL ENGINE IND 6 ALARMS
1T41 | 1H12PL1109C | 1H12PL1109C-05 | 6N765-1 ACM | 1 | H | KWA1918CL | E | 0x00286191 | REACT0R BLDG HVAC SYS L0GIC SYSTEM TRIP AND RBSCHV IS0LATI0N DIV I
1T41 | 1H12PL1109C | 1H12PL1109C-02 | 6N765-1 ACM | 1 | G | KWA1918CL | D | 0x00279ab2 | REACT0R BLDG HVAC SYS L0GIC RBSREEHV DIV A SPLY FAN-0608A1
1T41 | 1H12PL1109C | 1H12PL1109C-03 | 6N765-1 ACM | 1 | D | KWA1918CL | D | 0x00265873 | REACT0R BLDG HVAC SYS L0GIC RBSRDGHV 6 RBSCHV DIV A FAN-0502A2 6 MCD-0193A
1T41 | 1H12PL1109C | 1H12PL1109C-07 | 6N765-1 ACM | 1 | F | KWA1918CL | D | 0x00279b94 | REACT0R BLDG HVAC SYS L0GIC RBSREEHV DIV A SPLY FAN-0608A2
1T41 | 1H12PL1109C | 1H12PL1109C-08 | 6N765-1 ACM | 1 | G | KWA1918CL | E | 0x0027463f | REACT0R BLDG HVAC SYS L0GIC SYSTEM TRIP AND RBSCHV IS0LATI0N DIV I
1T41 | 1H12PL1109C | 1H12PL1109C-11 | 6N765-1 ACM | 1 | E | KWA1918CL | C | 0x0024a750 | REACT0R BLDG HVAC SYS L0GIC RBSREEHV DIV A EXHAUST FAN-0601Al/A2 TW0 INPUT VAL AVG
1T41 | 1H12PL1109C | 1H12PL1109C-26 | 6N765-1 ACM | 1 | E | KWA1918CL | D | 0x002627f5 | REACT0R BLDG HVAC SYS L0GIC AIR INL DMPR, MCD-0448A DUCT AND TUNNEL TEMP
1T41 | 1H12PL1209B | 1H12PL1209B-02 | 6N765-1 ACM | 2 | J | KWA1918CL | E | 0x002858c1 | REACT0R BLDG HVAC SYS L0GIC SYSTEM TRIP AND RBSCHV IS0LATI0N DIV II
1T41 | 1H12PL1209B | 1H12PL1209B-06 | 6N765-1 ACM | 2 | F | KWA1918CL | D | 0x0024a156 | REACT0R BLDG HVAC SYS L0GIC RBSREEHV DIV B EXHAUST FAN-0601Bl/B2 TW0 INPUT VAL AVG
1T41 | 1H12PL1209B | 1H12PL1209B-39 | 6N765-1 ACM | 2 | F | KWA1918CL | D | 0x0027ae77 | REACT0R BLDG HVAC SYS L0GIC RBSREEHV DIV B SPLY FAN-0608B2
1T41 | 1H12PL1209B | 1H12PL1209B-40 | 6N765-1 ACM | 2 | J | KWA1918CL | E | 0x00272bec | REACT0R BLDG HVAC SYS L0GIC SYSTEM TRIP AND RBSCHV IS0LATI0N DIV II
1T41 | 1H12PL1209B | 1H12PL1209B-41 | 6N765-1 ACM | 2 | C | KWA1918CL | D | 0x00265b8a | REACT0R BLDG HVAC SYS L0GIC RBSRDGHV 0 RBSCHV DIV B FAN-050281 6 MCD-0193B
1T41 | 1H12PL1209B | 1H12PL1209B-42 | 6N765-1 ACM | 2 | F | KWA1918CL | D | 0x00279def | REACT0R BLDG HVAC SYS L0GIC RBSREEHV DIV B SPLY FAN-060881
1T41 | 1H12PL1209B | 1H12PL1209B-43 | 6N765-1 ACM | 2 | E | KWA1918CL | D | 0x00255259 | REACT0R BLDG HVAC SYS L0GIC AIR INL DMPR, MCD-0448B RWCU NRHX DUCT TEMP
1T41 | 1H12PL1309C | 1H12PL1309C-30 | 6N765-1 ACM | 3 | H | KWA1918CL | E | 0x00280d2c | REACT0R BLDG HVAC SYS L0GIC RBSREEHV DIV C SPLY FAN-0608C2
1T41 | 1H12PL1309C | 1H12PL1309C-31 | 6N765-1 ACM | 3 | F | KWA1918CL | D | 0x00266562 | REACT0R BLDG HVAC SYS L0GIC RBSRDGHV, RBSREEHV DIV C FANw0502C 1/C2, -060 1C 1
1T41 | 1H12PL1309C | 1H12PL1309C-32 | 6N765-1 ACM | 3 | F | KWA1918CL | D | 0x002799a4 | REACT0R BLDG HVAC SYS L0GIC RBSREEHV DIV C SPLY FAN-0608C1
1T41 | 1H12PL1309C | 1H12PL1309C-40 | 6N765-1 ACM | 3 | B | KWA1918AH | C | 0x00221960 | REACT0R BLDG HVAC SYS L0GIC RBSCHV DIV C MCD-0502. MCD-0 193C
1T41 | 1H12PL1309C | 1H12PL1309C-41 | 6N765-1 ACM | 3 | H | KWA1918CL | D | 0x0025bb19 | REACT0R BLDG HVAC SYS L0GIC RBSREEHV DIV C FAN-060 1C2, MCD-0448C
1T41 | 1H23PL0305B | 1H23PL0305B-33 | 6N765-1 ACM | 2 | C | KWA1918AH | D | 0x0023efa0 | RBSREHV - RHR PUMP R00M B AHU-0103B INLET / 0UTLET TEMPERATURE 6 DELTA T
1T41 | 1H23PL0306A | 1H23PL0306A-35 | 6N765-1 ACM | 1 | C | KWA1918AH | D | 0x0023f1e1 | RBSREHV - RHR PUMP R00M A AHU-0l03A INLET / 0UTLET TEMPERATURE 6 DELTA T
1T43 | 1H12PL1209A | 1H12PL1209A-14 | 6N765-1 ACM | 2 | H | KWA1918CL | E | 0x00286d72 | C0NTR0L BLDG HVAC SYS L0GIC SUPPLY FAN CRHA DIV B FAN-0002B2
1T43 | 1H12PL1209A | 1H12PL1209A-08 | 6N765-1 ACM | 2 | G | KWA1918CL | E | 0x002a53b2 | C0NTR0L BLDG HVAC SYS L0GIC CRHA EMER SUPPLY FAN DIV II FAN-0101B1
1T43 | 1H12PL1209A | 1H12PL1209A-09 | 6N765-1 ACM | 2 | C | KWA1918CL | D | 0x0027340c | C0NTR0L BLDG HVAC SYS L0GIC CRHA DIV B EMER FILTER SGTR-0101B TW0 INPUT VAL AVG
1T43 | 1H12PL1209A | 1H12PL1209A-10 | 6N765-1 ACM | 2 | G | KWA1918CL | E | 0x002a597f | C0NTR0L BLDG HVAC SYS L0GIC CRHA EMER SUPPLY FAN DIV II FAN-0101B2
1T43 | 1H12PL1209A | 1H12PL1209A-15 | 6N765-1 ACM | 2 | C | KWA1918CL | D | 0x00279f8d | C0NTR0L BLDG HVAC SYS L0GIC CRHA DIV B EMER FILTER SGTR-0101B
1T43 | 1H12PL1309C | 1H12PL1309C-35 | 6N765-1 ACM | 3 | G | KWA1918CL | E | 0x002a5dc7 | C0NTR0L BLDG HVAC SYS L0GIC CRHA EMER SUPPLY FAN DIV III FAN-0101C2
1T43 | 1H12PL1309C | 1H12PL1309C-42 | 6N765-1 ACM | 3 | G | KWA1918CL | E | 0x002a595f | C0NTR0L BLDG HVAC SYS L0GIC CRHA EMER SUPPLY FAN DIV III FAN-0101C1
1T43 | 1H12PL1309C | 1H12PL1309C-33 | 6N765-1 ACM | 3 | C | KWA1918CL | D | 0x002739d1 | C0NTR0L BLDG HVAC SYS L0GIC CRHA DIV C EMER FILTER SGTR-0101C TW0 INPUT VAL AVG
1T43 | 1H12PL1309C | 1H12PL1309C-34 | 6N765-1 ACM | 3 | D | KWA1918CL | E | 0x00280a6a | C0NTR0L BLDG HVAC SYS L0GIC CRHA DIV C EMER FILTER SGTR-0101
1T43 | 1H12PL1309C | 1H12PL1309C-39 | 6N765-1 ACM | 3 | B | KWA1918AH | C | 0x0016c13c | C0NTR0L BLDG HVAC SYS L0GIC SREA DIV C AHU-0001C
1T43 | 1H23PL1301A | 1H23PL1301A-31 | 6N765-1 ACM | 1 | H | KWA1918CL | D | 0x0026f5ac | C0NTR0L BLDG HVAC SYS L0GIC EXHAUST FAN SREA DIV A FAN-0006A1 2 INP VAL AVG
1T43 | 1H23PL1301A | 1H23PL1301A-29 | 6N765-1 ACM | 1 | E | KWA1918CL | D | 0x0026ba63 | C0NTR0L BLDG HVAC SYS L0GIC SUPPLY FAN SREA DIV A FAN-0001A1 2 INP VAL AVG
1T43 | 1H23PL1301A | 1H23PL1301A-30 | 6N765-1 ACM | 1 | F | KWA1918CL | C | 0x0026ba06 | C0NTR0L BLDG HVAC SYS L0GIC SUPPLY FAN SREA DIV A FAN-0001A2
1T43 | 1H23PL1301A | 1H23PL1301A-32 | 6N765-1 ACM | 1 | E | KWA1918CL | C | 0x00243c8a | C0NTR0L BLDG HVAC SYS L0GIC EXHAUST FAN SREA DIV A FAN-0006A2
1T43 | 1H23PL1302A | 1H23PL1302A-38 | 6N765-1 ACM | 1 | C | KWA1918CL | D | 0x00259678 | C0NTR0L BLDG HVAC SYS L0GIC SREA DIV I AHU-0001A 0UTPUT TEMP VAL AVERAGE
1T43 | 1H23PL1302B | 1H23PL1302B-38 | 6N765-1 ACM | 2 | D | KWA1918CL | D | 0x0026730a | C0NTR0L BLDG HVAC SYS L0GIC SREA DIV B AHU-0001B 0UTPUT TEMP VAL AVERAGE
1T43 | 1H23PL1302B | 1H23PL1302B-39 | 6N765-1 ACM | 2 | F | KWA1918CL | D | 0x0027f9d5 | C0NTR0L BLDG HVAC SYS L0GIC SUPPLY FAN CRHA DIV B FAN-0002B1
1T43 | 1H23PL1302B | 1H23PL1302B-43 | 6N765-1 ACM | 2 | E | KWA1918CL | D | 0x0026c0e9 | C0NTR0L BLDG HVAC SYS L0GIC EXHAUST FAN SREA DIV B FAN-0006B2 3 INP VAL MED SEL
1T43 | 1H23PL1302B | 1H23PL1302B-44 | 6N765-1 ACM | 2 | E | KWA1918CL | D | 0x0026c162 | C0NTR0L BLDG HVAC SYS L0GIC EXHAUST FAN SREA DIV B FAN-0006B1 3 INP VAL MED SEL
1T43 | 1H23PL1302B | 1H23PL1302B-47 | 6N765-1 ACM | 2 | E | KWA1918CL | D | 0x0026bd4b | C0NTR0L BLDG HVAC SYS L0GIC SUPPLY FAN SREA DIV B FAN-0001B2 3 INP VAL MED SEL
1T43 | 1H23PL1302B | 1H23PL1302B-48 | 6N765-1 ACM | 2 | G | KWA1918CL | D | 0x0026bf6f | C0NTR0L BLDG HVAC SYS L0GIC SUPPLY FAN SREA DIV B FAN-0001B1 3 INP VAL MED SEL
1T43 | 1H23PL1303B | 1H23PL1303B-28 | 6N765-1 ACM | 2 | D | KWA1918CL | D | 0x00240227 | C0NTR0L BLDG HVAC SYS L0GIC CRHA EMER SUPPLY FAN DIV B FAN-0101B1 TW0 INP VAL AVG
1T43 | 1H23PL1303B | 1H23PL1303B-29 | 6N765-1 ACM | 2 | F | KWA1918CL | D | 0x00273bfc | C0NTR0L BLDG HVAC SYS L0GIC CRHA EMER SUPPLY FAN DIV B FAN-0101B1 3 INP VAL MED SEL
1T43 | 1H23PL1303B | 1H23PL1303B-30 | 6N765-1 ACM | 2 | G | KWA1918CL | E | 0x00273cb9 | C0NTR0L BLDG HVAC SYS L0GIC CRHA EMER SUPPLY FAN DIV B FAN-0101B2 3 TNP VAL MED SEE
1T55 | 1H12PL1109B | 1H12PL1109B-10 | 6N765-1 ACM | 1 | E | KWA1918CL | E | 0x002a364d | AX BLDG SERV WATER PUMP H0USE MCD-5101Al/A2 C0NTR0LS DIV I
1T55 | 1H12PL1109B | 1H12PL1109B-11 | 6N765-1 ACM | 1 | E | KWA1918CL | E | 0x002a3986 | RX BLDG SERV WATER PUMP H0USEMCD-5202A2/A3 C0NTR0LS DIV I
1T55 | 1H12PL1109B | 1H12PL1109B-13 | 6N765-1 ACM | 1 | E | KWA1918CL | E | 0x002a3815 | RX BLDG SERV WATER PUMP H0USE MCD-5 10 iA3/A4 C0NTR0LS DIV I
1T55 | 1H12PL1109B | 1H12PL1109B-19 | 6N765-1 ACM | 1 | E | KWA1918CL | E | 0x002a3a5b | RX BLDG SERV WATER PUMP H0USEMCD-5202A5/A6 C0NTR0LS DIV I
1T55 | 1H12PL1209B | 1H12PL1209B-37 | 6N765-1 ACM | 2 | E | KWA1918CL | E | 0x002a3b9c | RX BLDG SERV WATER PUMP H0USE MCD-520282/B3 C0NTR0LS DIV II
1T55 | 1H12PL1209B | 1H12PL1209B-38 | 6N765-1 ACM | 2 | E | KWA1918CL | E | 0x002a375f | RX BLDG SERV WATER PUMP H0USE MCD-5 10 lBl/B2 C0NTR0LS DIV I1
1T55 | 1H12PL1209B | 1H12PL1209B-47 | 6N765-1 ACM | 2 | E | KWA1918CL | E | 0x002a3aee | RX BLDG SERV WATER PUMP H0USE MCD-5202B5/86 C0NTR0LS DIV II
1T55 | 1H12PL1209B | 1H12PL1209B-48 | 6N765-1 ACM | 2 | E | KWA1918CL | E | 0x002a39cf | RX BLDG SERV WATER PUMP H0USE MCD-5 10 1B3/B4 C0NTR0LS DIV II
1T55 | 1H12PL1309B | 1H12PL1309B-37 | 6N765-1 ACM | 3 | E | KWA1918CL | E | 0x002a3782 | RX BLDG SERV WATER PUMP H0USE MCD-5202C2/C3 C0NTR0LS DIV III
1T55 | 1H12PL1309B | 1H12PL1309B-38 | 6N765-1 ACM | 3 | E | KWA1918CL | E | 0x002a37c6 | RX BLDG SERV WATER PUMP H0USE MCD-5202C5/C6 C0NTR0LS DIV III
1T55 | 1H12PL1309B | 1H12PL1309B-39 | 6N765-1 ACM | 3 | E | KWA1918CL | E | 0x002a3560 | RX BLDG SERV WATER PUMP H0USE MCD-5101CI/C2 C0NTR0LS DIV III
1T55 | 1H12PL1309B | 1H12PL1309B-40 | 6N765-1 ACM | 3 | E | KWA1918CL | E | 0x002a3712 | RX BLDG SERV WATER PUMP H0USE MCD-5101C3/C4 C0NTR0LS DIV III
1T62 | 1H12PL1109C | 1H12PL1109C-04 | 6N765-1 ACM | 1 | H | KWA1918CL | D | 0x002583e2 | CNTMT M0NIT0RING L0GIC PRESSURE/LEVEL INDICATI0NS AND ALARMS DIV I
1T62 | 1H12PL1209B | 1H12PL1209B-20 | 6N765-1 ACM | 2 | J | KWA1918CL | E | 0x00258ada | CNTMT M0NIT0RING L0GIC PRESSURE/LEVEL INDICATI0NS AND ALARMS DIV II
1T62 | 1H12PL1309B | 1H12PL1309B-32 | 6N765-1 ACM | 3 | H | KWA1918CL | E | 0x00254fbe | CNTMT M0NIT0RING L0GIC PRESSURE/LEVEL INDICATI0NS AND ALARMS DIV III
1T62 | 1H12PL1409 | 1H12PL1409-25 | 6N765-1 ACM | 4 | G | KWA1918CL | D | 0x00254c83 | CNTMT M0NIT0RING L0GIC PRESSURE/LEVEL INDICATI0NS AND ALARMS DIV IV
1W12 | 1H12PL1109C | 1H12PL1109C-10 | 6N765-1 ACM | 1 | F | KWA1918CL | A | 0x002681e5 | A1 INTAKE SCREENGSCREEN WASH (SAFETY) PR0CESS M0NIT0RING
1W12 | 1H12PL1109C | 1H12PL1109C-15 | 6N765-1 ACM | 1 | F | KWA1918CL | A | 0x0026858b | A2 INTAKE SCREENGSCREEN WASH (SAFETY) PR0CESS M0NIT0RING
1W12 | 1H12PL1209B | 1H12PL1209B-30 | 6N765-1 ACM | 2 | F | KWA1918CL | A | 0x002686d8 | 82 INTAKE SCREENGSCREEN WASH (SAFETY) PR0CESS M0NIT0RING
1W12 | 1H12PL1209B | 1H12PL1209B-44 | 6N765-1 ACM | 2 | F | KWA1918CL | A | 0x00268722 | Bl INTAKE SCREENGSCREEN WASH (SAFETY) PR0CESS M0NIT0RING
1W12 | 1H12PL1309C | 1H12PL1309C-43 | 6N765-1 ACM | 3 | F | KWA1918CL | A | 0x00266f9e | Cl INTAKE SCREENGSCREEN WASH (SAFETY) PR0CESS M0NIT0RING
1W12 | 1H12PL1309C | 1H12PL1309C-46 | 6N765-1 ACM | 3 | F | KWA1918CL | A | 0x00267858 | C2 INTAKE SCREENGSCREEN WASH (SAFETY) PR0CESS M0NIT0RING
1C73 | 1H12PL1109A | 1H12PL1109A-18 | 6N765-1 ACM | 1 | L | KWA1918CL | D | 0x0025d93f | LEAK DET & ISLN SYS L0GIC ESF INSTRUMENT DIV I M0NIT0RED PARAMETERS
1C73 | 1H12PL1109A | 1H12PL1109A-12 | 6N765-1 ACM | 1 | H | KWA1918CL | A | 0x002627a6 | LEAK DET & ISLN SYS L0GIC ESF INSTRUMENT DIV I M0NIT0RED PARAMETERS
1C73 | 1H12PL1109A | 1H12PL1109A-13 | 6N765-1 ACM | 1 | F | KWA1918CL | D | 0x0026381d | LEAK DET & ISLN SYS L0GIC ESF INSTRUMENT DIV I M0NIT0RED PARAMETERS
1C73 | 1H12PL1109A | 1H12PL1109A-24 | 6N765-1 ACM | 1 | G | KWA1918CL | D | 0x0025d643 | LEAK DET & ISLN SYS L0GIC ESF INSTRUMENT DIV I M0NIT0RED PARAMETERS
1P21 | 1H12PL1109A | 1H12PL1109A-05 | 6N765-1 ACM | 1 | D | KWA1918CL | D | 0x002893c6 | RB CLG WATER SYSTEM L0GIC SYSTEM M0NIT0RING SAFETY (0IV A)
1P21 | 1H12PL1109A | 1H12PL1109A-10 | 6N765-1 ACM | 1 | C | KWA1918CL | E | 0x002a46af | RB CLG WATER SYSTEM L0GIC RBCW TCVs. DIV I ACV-0012A 6 ACV-00l0A
1P21 | 1H12PL1109A | 1H12PL1109A-44 | 6N765-1 ACM | 1 | C | KWA1918CL | D | 0x002651ec | RB CLG WATER SYSTEM L0GIC TW0 INP VAL AVG. TCVS DIVISI0N A
1P21 | 1H23PL1303C | 1H23PL1303C-31 | 6N765-1 ACM | 3 | B | KWA1918CL | D | 0x0024b297 | RB CLG WATER SYSTEM L0GIC RBCW PUMP DIV C, P-0001C1 6 P-000 lC2
1P21 | 1H23PL1303C | 1H23PL1303C-40 | 6N765-1 ACM | 3 | C | KWA1918CL | D | 0x0025e690 | RB CLG WATER SYSTEM L0GIC TW0 INP VAL AVG, TE-0005C1/C2
1P25 | 1H12PL1109A | 1H12PL1109A-11 | 6N765-1 ACM | 1 | F | KWA1918CL | E | 0x002a3872 | EMERGENCY CHILLED WTR SYS L0GIC DIV I. CB ECW RETURN VLV ACV-0008A
1T43 | 1H23PL1302C | 1H23PL1302C-31 | 6N765-1 ACM | 3 | E | KWA1918CL | D | 0x0026bdc7 | C0NTR0L BLDG HVAC SYS L0GIC EXHAUST FAN SREA DIV C FAN-0006C2 3 INP VAL MED SEL
1T43 | 1H23PL1302C | 1H23PL1302C-34 | 6N765-1 ACM | 3 | G | KWA1918CL | E | 0x0028018b | C0NTR0L BLDG HVAC SYS L0GIC SUPPLY FAN CRHA DIV C FAN-0002C1
1T43 | 1H23PL1302C | 1H23PL1302C-35 | 6N765-1 ACM | 3 | E | KWA1918CL | D | 0x0026c10f | C0NTR0L BLDG HVAC SYS L0GIC EXHAUST FAN SREA DIV C FAN-0006C1 3 INP VAL MED SEL
1T43 | 1H23PL1302C | 1H23PL1302C-36 | 6N765-1 ACM | 3 | H | KWA1918CL | E | 0x00280a4c | C0NTR0L BLDG HVAC SYS L0GIC SUPPLY FAN CRHA DIV C FAN-0002C2
1T43 | 1H23PL1302C | 1H23PL1302C-38 | 6N765-1 ACM | 3 | C | KWA1918CL | D | 0x002671ca | C0NTR0L BLDG HVAC SYS L0GIC SREA AHU-0001C CRHA AHU-0002C 0UTPUT TEMP VAL AVERAGE DIV III
1T43 | 1H23PL1302C | 1H23PL1302C-32 | 6N765-1 ACM | 3 | F | KWA1918CL | D | 0x00274512 | C0NTR0L BLDG HVAC SYS L0GIC CRHA EMER SUPPLY FAN DIV C FAN-0101C2 3 INP VAL MED SEL
1T43 | 1H23PL1303C | 1H23PL1303C-33 | 6N765-1 ACM | 3 | E | KWA1918CL | D | 0x0026be97 | C0NTR0L BLDG HVAC SYS L0GIC SUPPLY FAN SREA DIV C FAN-0001C1 3 INP VAL MED SEL
1T43 | 1H23PL1303C | 1H23PL1303C-34 | 6N765-1 ACM | 3 | E | KWA1918CL | D | 0x00245446 | C0NTR0L BLDG HVAC SYS L0GIC CRHA EMER SUPPLY FAN DIV C FAN-0101C1 TW0 INP VAL AVG
1T43 | 1H23PL1303C | 1H23PL1303C-36 | 6N765-1 ACM | 3 | E | KWA1918CL | D | 0x0026b8a8 | C0NTR0L BLDG HVAC SYS L0GIC SUPPLY FAN SREA DIV C FAN-0001C2 3 INP VAL MED SEL
1T43 | 1H23PL1303C | 1H23PL1303C-35 | 6N765-1 ACM | 3 | F | KWA1918CL | D | 0x00274804 | C0NTR0L BLDG HVAC SYS L0GIC CRHA EMER SUPPLY FAN DIV C FAN-0101C1 3 INP VAL MED SEL
0R11 | 0H23PL2306S | 0H23PL2306S-41 | 6N766-1 AIM | 0 | C | KWA1918AH | C | 0x0017134f | MED V0LT DISTR SYS L0GIC 4.16KV SWGR S4 UNIT 1 SPLY BRKR 4A
0R11 | 0H23PL2306S | 0H23PL2306S-42 | 6N766-1 AIM | 0 | B | KWA1918AH | B | 0x00171350 | ME0 V0LT DISTR SYS L0GIC 4.16KV SWGR S4 UNIT 2 SPLY BRKR 9A
0R11 | 0H23PL2306S | 0H23PL2306S-43 | 6N766-1 AIM | 0 | C | KWA1918AH | C | 0x0016eec5 | MED V0LT DISTR SYS L0GIC BUS RELAYING AND ALARMS, PWR CTR FDR BRKR 1B
0R12 | 0H23PL2306S | 0H23PL2306S-38 | 6N766-1 AIM | 0 | C | KWA1918AH | D | 0x0016df9f | L0W V0LT DISTR SYS L0GIC LSWG SWGR 010054 BUS AND MCC 011054 BUS M0NIT0RING
0R12 | 1H23PL2503A | 1H23PL2503A-48 | 6N766-1 AIM | 1 | C | KWA1918AH | C | 0x0016a563 | L0W VDLT DISTR SYS LDGIC LSWG MCC 2150A4 BUS V0LTS AND XFMR 0400A4 V0LTS
0R13 | 0H23PL2306S | 0H23PL2306S-44 | 6N766-1 AIM | 0 | B | KWA1918AH | B | 0x0016eec6 | VITAL AC P0WER SUPPLY L0GIC CLASS 1E CVCF DIV 0 CVCF-0000S4
0R13 | 0H23PL2306S | 0H23PL2306S-45 | 6N766-1 AIM | 0 | D | KWA1918AH | C | 0x00175d20 | VITAL AC P0WER SUPPLY L0GIC CLASS iE CVCF DIV 0 CVCF-0000S4
0R16 | 0H23PL2306S | 0H23PL2306S-46 | 6N766-1 AIM | 0 | E | KWA1918AH | C | 0x00181292 | DC P0WER SUPPLY L0GIC CLASS 1E 125V0C 0IV 0 BATTERY SYSTEM
0R21 | 0H23PL2302S | 0H23PL2302S-41 | 6N766-1 AIM | 0 | H | KWA1918AH | D | 0x0017d74c | EMER DIESEL GEN SYS L0GIC SDG CTRL PNL (0IV 0) C00LING WATER IN0 6 ALARMS
0R21 | 0H23PL2302S | 0H23PL2302S-42 | 6N766-1 AIM | 0 | E | KWA1918AH | C | 0x00174af6 | EMER DIESEL GEN SYS L0GIC SDG CTRL PNL (DIV 0) C00LING WATER IN0 6 ALARMS
0R21 | 0H23PL2302S | 0H23PL2302S-43 | 6N766-1 AIM | 0 | E | KWA1918AH | D | 0x0017683e | EMER DIESEL GEN SYS L0GIC S0G CTRL PNL (DIV 0) C00LING WATER IN0 6 ALARMS
0R21 | 0H23PL2302S | 0H23PL2302S-44 | 6N766-1 AIM | 0 | E | KWA1918AH | C | 0x00180949 | EMER DIESEL GEN SYS LMSIC SDG CTRL PNL (DIV 0) GENERAT0R IN0 6 CTRL
0R21 | 0H23PL2302S | 0H23PL2302S-46 | 6N766-1 AIM | 0 | E | KWA1918AH | D | 0x0017611e | EMER DIESEL GEN SYS L0GIC SDG (DIV 0) ALARMS 6 INDICATI0NS
0R21 | 0H23PL2306S | 0H23PL2306S-39 | 6N766-1 AIM | 0 | G | KWA1918AH | D | 0x001750d7 | EMER DIESEL GEN SYS L0GIC SDG CTRL PNL (0IV 0) LUBE 0IL IN0 B ALARMS
0R21 | 0H23PL2306S | 0H23PL2306S-47 | 6N766-1 AIM | 0 | D | KWA1918AH | D | 0x00172810 | EMER 0IESEL GEN SYS L0GIC S0G CTRL PNL (DIV 0) DIESEL ENGINE IND 6 ALARMS
0R21 | 0H23PL2306S | 0H23PL2306S-48 | 6N766-1 AIM | 0 | F | KWA1918AH | D | 0x0017bd7e | EMER DIESEL GEN SYS L0GIC S0G CTRL PNL (DIV 0) FUEL 0IL IND 6 ALARMS
0T54 | 0H23PL2302S | 0H23PL2302S-37 | 6N766-1 AIM | 0 | C | KWA1918AH | D | 0x0016dbe8 | AUX FUEL BLDG HVAC L0GIC AFHV MISC INSTRUMENTS, AHU-0504 L0GIC 6 AHU-0505 L0GIC
0T54 | 0H23PL2302S | 0H23PL2302S-39 | 6N766-1 AIM | 0 | D | KWA1918AH | C | 0x001781af | AUX FUEL BLDG WAC L0GIC AFHV MISC INSTRUMENTS 6 AHU-0501 L0GIC
0T54 | 1H23PL2503A | 1H23PL2503A-45 | 6N766-1 AIM | 1 | B | KWA1918AH | B | 0x0016945d | AUX FUEL BL0G HVAC L0GIC AFHV AIR HANDLING UNIT AHU-0505
0T54 | 1H23PL2503A | 1H23PL2503A-46 | 6N766-1 AIM | 1 | H | KWA1918AH | D | 0x0017fb1e | AUX FUEL BLDG HVAC L0GIC FAN-03016 6 0301A INSTRUMENTS
1B21 | 1H23PL0301C | 1H23PL0301C-48 | 6N766-1 AIM | 3 | A | KWA1918AH | B | 0x0016dca9 | MAIN STEAM SYSTEM LOGIC ANALOG SIGNALS DIV Ш
1B21 | 1H23PL0301D | 1H23PL0301D-35 | 6N766-1 AIM | 4 | A | KWA1918AH | B | 0x0016e01b | MAIN STEAM SYSTEM LOGIC ANALOG SIGNALS DIV IV
1B21 | 1H23PL0301D | 1H23PL0301D-45 | 6N766-1 AIM | 4 | G | KWA1918AH | D | 0x00181258 | MAIN STEAM SYSTEM L0GIC ANAL0G SIGNALS 0IV IV
1B21 | 1H23PL0302A | 1H23PL0302A-45 | 6N766-1 AIM | 1 | F | KWA1918AH | D | 0x00181d73 | MAIN STEAM SYSTEM L0GIC ANAL0G SIGNALS 0IV I
1B21 | 1H23PL0302A | 1H23PL0302A-48 | 6N766-1 AIM | 1 | E | KWA1918AH | D | 0x001733ae | MAIN STEAM SYSTEM L0GIC ANAL0G SIGNALS 0IV I
1B21 | 1H23PL0302B | 1H23PL0302B-44 | 6N766-1 AIM | 2 | F | KWA1918AH | D | 0x00180d30 | MAIN STEAM SYSTEM L0GIC ANAL0G SIGNALS DIV II
1B21 | 1H23PL0302B | 1H23PL0302B-47 | 6N766-1 AIM | 2 | F | KWA1918AH | E | 0x00171f5b | MAIN STEAM SYSTEM L0GIC ANAL0G SIGNALS DIV II
1B21 | 1H23PL0302C | 1H23PL0302C-39 | 6N766-1 AIM | 3 | F | KWA1918AH | D | 0x001807fb | MAIN STEAM SYSTEM L0GIC ANAL0G SIGNALS DIV III
1C41 | 1H23PL0602A | 1H23PL0602A-40 | 6N766-1 AIM | 1 | A | KWA1918AH | B | 0x00169421 | STANDBY LIQUID C0NTR0L SYS L0GIC ANAL0G M0NIT0RING
1E11 | 1H23PL0301A | 1H23PL0301A-47 | 6N766-1 AIM | 1 | G | KWA1918AH | D | 0x0017b2f0 | RESIDUAL HEAT REM0VAL DIVISI0N I ANAL0G SIGNALS
1E11 | 1H23PL0301A | 1H23PL0301A-48 | 6N766-1 AIM | 1 | J | KWA1918AH | A | 0x0018406f | RESID HEAT RMVL SYS L0GIC L00P A ANAL0G SIGNALS DIV I
1E11 | 1H23PL0301B | 1H23PL0301B-41 | 6N766-1 AIM | 2 | C | KWA1918AH | C | 0x0016c351 | RESID HEAT RMVL SYS L0GIC L00P B ANAL0G SIGNALS DIV II
1E11 | 1H23PL0301B | 1H23PL0301B-45 | 6N766-1 AIM | 2 | F | KWA1918AH | D | 0x0017b33a | RESIDUAL HEAT REM0VAL DIVISI0N I1 ANAL0G SIGNALS
1E11 | 1H23PL0301B | 1H23PL0301B-47 | 6N766-1 AIM | 2 | L | KWA1918AH | A | 0x00184ede | RESID HEAT RMVL SYS L0GIC L00P B ANAL0G SIGNALS DIV II
1E11 | 1H23PL0301C | 1H23PL0301C-43 | 6N766-1 AIM | 3 | B | KWA1918AH | B | 0x0016c369 | RESID HEAT RMVL SYS L0GIC L00P C ANAL0G SIGNALS DIV III
1E11 | 1H23PL0301C | 1H23PL0301C-44 | 6N766-1 AIM | 3 | J | KWA1918AH | A | 0x00185157 | RESID HEAT RMVL SYS L0GIC L00P C ANAL0G SIGNALS DIV III
1E11 | 1H23PL0301C | 1H23PL0301C-47 | 6N766-1 AIM | 3 | F | KWA1918AH | D | 0x0017b535 | RESIDUAL HEAT REM0VAL DIVISI0N I11 ANAL0G SIGNALS
1E22 | 1H23PL0302B | 1H23PL0302B-45 | 6N766-1 AIM | 2 | F | KWA1918AH | B | 0x00177a44 | HP C0RE FL00DER SYSTEM L0GIC ANAL0G INPUTS DIV II
1E22 | 1H23PL0302B | 1H23PL0302B-48 | 6N766-1 AIM | 2 | K | KWA1918AH | F | 0x00184b25 | HP C0RE FL00DER SYSTEM L0GIC ANAL0G INPUTS DIV II
1E22 | 1H23PL0304C | 1H23PL0304C-40 | 6N766-1 AIM | 3 | E | KWA1918AH | E | 0x0016d7c6 | HP C0RE FL00DER SYSTEM L0GIC HPCF PUMP DIV III P-0001C
1E22 | 1H23PL0304C | 1H23PL0304C-41 | 6N766-1 AIM | 3 | M | KWA1918AH | A | 0x00189e5b | HP C0RE FL00DER SYSTEM L0GIC ANAL0G INPUTS DIV III
1E51 | 1H23PL0301D | 1H23PL0301D-43 | 6N766-1 AIM | 4 | E | KWA1918AH | C | 0x0017548e | RX C0RE ISLN CLG L0GIC (RCIC) LEAK DETECT / STM LN PRESS SIGNALS AND RCIC TURB EXH PRESS
1E51 | 1H23PL0303A | 1H23PL0303A-43 | 6N766-1 AIM | 1 | J | KWA1918AH | A | 0x00188c33 | RX C0RE ISLN CLG L0GIC (RCIC) LEAK DETECT / STM LN PRESS SIGNALS ANAL0G INPUTS, TURB EXH PRESS
1E51 | 1H23PL0303A | 1H23PL0303A-45 | 6N766-1 AIM | 1 | J | KWA1918AH | A | 0x001853c3 | RX C0RE ISLN CLG L0GIC (RCIC) ANAL0G INPUTS DIV I
1E51 | 1H23PL0303B | 1H23PL0303B-43 | 6N766-1 AIM | 2 | F | KWA1918AH | D | 0x00174db8 | RX C0RE ISLN CLG L0GIC (RCIC) LEAK DETECT / STM LN PRESS SIGNALS AND RCIC TURB EXH PRESS
1E51 | 1H23PL0303C | 1H23PL0303C-45 | 6N766-1 AIM | 3 | F | KWA1918AH | D | 0x001753e5 | RX C0RE ISLN CLG L0GIC (RCIC) LEAK DETECT / STM LN PRESS SIGNALS AND RCIC TURB EXH PRESS
1G31 | 1H23PL0301D | 1H23PL0301D-37 | 6N766-1 AIM | 4 | C | KWA1918AH | C | 0x0016b71f | RX WATER CLEANUP SYS L0GIC FL0W TEMPERATURE C0MPENSATED DIV IV
1G31 | 1H23PL0303B | 1H23PL0303B-44 | 6N766-1 AIM | 2 | C | KWA1918AH | C | 0x0016b700 | RX WATER CLEANUP SYS L0GIC FL0W TEMPERATURE C0MPENSATE0 DIV II
1G31 | 1H23PL0303C | 1H23PL0303C-43 | 6N766-1 AIM | 3 | C | KWA1918AH | C | 0x0016b713 | RX WATER CLEANUP SYS L0GIC FL0W TEMPERATURE C0MPENSATED DIV I11
1G31 | 1H23PL0306A | 1H23PL0306A-47 | 6N766-1 AIM | 1 | B | KWA1918AH | C | 0x0016b6f5 | RX WATER CLEANUP SYS L0GIC FL0W TEMPERATURE C0MPENSATE0 DIV I
1K11 | 1H23PL1301A | 1H23PL1301A-39 | 6N766-1 AIM | 1 | E | KWA1918AH | C | 0x0017eed6 | RBCW HX R00M 111 LEVEL IT-0050Rl. 02. R3 RND R4
1K11 | 1H23PL1303B | 1H23PL1303B-38 | 6N766-1 AIM | 2 | E | KWA1918AH | C | 0x0017eb91 | RBCW HX R00M 121 LEVEL LT-0052B1. B2, B3 RND B4
1P13 | 1H23PL0301A | 1H23PL0301A-45 | 6N766-1 AIM | 1 | D | KWA1918AH | C | 0x0016d1d3 | CNDS ST0RGXFER SYS L0GIC CNDS ST0RAGE TANK LEVEL TRANSMITTERS (SAFETY)
1P13 | 1H23PL0301D | 1H23PL0301D-41 | 6N766-1 AIM | 4 | D | KWA1918AH | C | 0x0016d3d8 | CNDS ST0RGXFER SYS L0GIC CNDS ST0RAGE TANK LEVEL TRANSMITTERS (SAFETY)
1P13 | 1H23PL0302B | 1H23PL0302B-46 | 6N766-1 AIM | 2 | D | KWA1918AH | C | 0x0016d3fa | CNDS ST0RGXFER SYS L0GIC CNDS ST0RAGE TANK LEVEL TRANSMITTERS (SAFETY)
1P13 | 1H23PL0304C | 1H23PL0304C-42 | 6N766-1 AIM | 3 | D | KWA1918AH | C | 0x0016d267 | CNDS ST0RGXFER SYS L0GIC CNDS ST0RAGE TANK LEVEL TRANSMITTERS (SAFETY)
1P21 | 1H23PL0303C | 1H23PL0303C-34 | 6N766-1 AIM | 3 | B | KWA1918AH | C | 0x0016e94b | RB CLG WATER SYSTEM L0GIC SYSTEM M0NIT0RING SAFETY (DIV C)
1P21 | 1H23PL0303C | 1H23PL0303C-37 | 6N766-1 AIM | 3 | E | KWA1918AH | C | 0x0018472c | RB CLG WATER SYSTEM L0GIC SYSTEM M0NIT0RING SAFETY (DIV C)
1P21 | 1H23PL0303C | 1H23PL0303C-38 | 6N766-1 AIM | 3 | B | KWA1918AH | C | 0x0016ee99 | RB CLG WATER SYSTEM L0GIC SYSTEM M0NIT0RING SAFETY (DIV C)
1P21 | 1H23PL0303C | 1H23PL0303C-39 | 6N766-1 AIM | 3 | B | KWA1918AH | C | 0x00173a04 | RB CLG WATER SYSTEM L0GIC SYSTEM M0NIT0RING SAFETY (DIV C)
1P21 | 1H23PL0305A | 1H23PL0305A-43 | 6N766-1 AIM | 1 | C | KWA1918AH | C | 0x0017543b | RB CLG WATER SYSTEM L0GIC SYSTEM M0NIT0RING SAFETY (DIV A)
1P21 | 1H23PL0305A | 1H23PL0305A-45 | 6N766-1 AIM | 1 | F | KWA1918AH | C | 0x001846f3 | RB CLG WATER SYSTEM L0GIC SYSTEM M0NIT0RING SAFETY (DIV A)
1P21 | 1H23PL0305A | 1H23PL0305A-46 | 6N766-1 AIM | 1 | C | KWA1918AH | C | 0x0016fe74 | RB CLG WATER SYSTEM L0GIC SYSTEM M0NIT0RING SAFETY (DIV A)
1P21 | 1H23PL0305B | 1H23PL0305B-41 | 6N766-1 AIM | 2 | C | KWA1918AH | C | 0x001763f3 | RB CLG WATER SYSTEM L0GIC SYSTEM M0NIT0RING SAFETY (DIV B)
1P21 | 1H23PL0305B | 1H23PL0305B-43 | 6N766-1 AIM | 2 | C | KWA1918AH | C | 0x0016e944 | RB CLG WATER SYSTEM L0GIC SYSTEM M0NIT0RING SAFETY (DIV B)
1P21 | 1H23PL0305B | 1H23PL0305B-45 | 6N766-1 AIM | 2 | F | KWA1918AH | C | 0x001846db | RB CLG WATER SYSTEM L0GIC SYSTEM M0NIT0RING SAFETY (DIV B)
1P21 | 1H23PL0305B | 1H23PL0305B-47 | 6N766-1 AIM | 2 | A | KWA1918AH | B | 0x0017131e | RB CLG WATER SYSTEM L0GIC SYSTEM M0NIT0RING SAFETY (DIV B)
1P21 | 1H23PL1301A | 1H23PL1301A-41 | 6N766-1 AIM | 1 | C | KWA1918AH | C | 0x0016e2c5 | RB CLG WATER SYSTEM L0GIC RBCW PUMP P-0001A1, DIV A
1P21 | 1H23PL1301A | 1H23PL1301A-43 | 6N766-1 AIM | 1 | C | KWA1918AH | C | 0x0016e2c9 | RB CLG WATER SYSTEM L0GIC RBCW PUMP P-0001A2. DIV A
1P21 | 1H23PL1301A | 1H23PL1301A-45 | 6N766-1 AIM | 1 | G | KWA1918AH | D | 0x0018289e | RB CLG WATER SYSTEM L0GIC SYSTEM M0NIT0RING SAFETY (DIV A)
1P21 | 1H23PL1302A | 1H23PL1302A-37 | 6N766-1 AIM | 1 | C | KWA1918AH | C | 0x0016a3e5 | RB CLG WATER SYSTEM L0GIC RBCW TCVs, DIVISI0N A ACV-00 12A 6 ACV-00 10A
1P21 | 1H23PL1303B | 1H23PL1303B-39 | 6N766-1 AIM | 2 | G | KWA1918AH | D | 0x0018291a | RB CLG WATER SYSTEM L0GIC SYSTEM M0NIT0RING SAFETY (DIV B)
1P21 | 1H23PL1303B | 1H23PL1303B-40 | 6N766-1 AIM | 2 | C | KWA1918AH | C | 0x0016e2dc | RB CLG WATER SYSTEM L0GIC RBCW PUMP P-0001B2, DIV B
1P21 | 1H23PL1303B | 1H23PL1303B-43 | 6N766-1 AIM | 2 | D | KWA1918AH | D | 0x00170907 | RB CLG WATER SYSTEM L0GIC RBCW PUMP P-0001B1, TCVS, DIV I3
1P21 | 1H23PL1303C | 1H23PL1303C-41 | 6N766-1 AIM | 3 | C | KWA1918AH | C | 0x0016e2f1 | RB CLG WATER SYSTEM L0GIC RBCW PUMP P-0001C1, DIV C
1P21 | 1H23PL1303C | 1H23PL1303C-43 | 6N766-1 AIM | 3 | C | KWA1918AH | C | 0x0016e2f5 | RB CLG WATER SYSTEM L0GIC RBCW PUMP P-0001C2, DIV C
1P21 | 1H23PL1303C | 1H23PL1303C-45 | 6N766-1 AIM | 3 | B | KWA1918AH | C | 0x0016a415 | RB CLG WATER SYSTEM L0GIC RBCW TCVs. DIVISI0N C ACV-0012C 6 ACV-0010C
1P21 | 1H23PL1303C | 1H23PL1303C-48 | 6N766-1 AIM | 3 | G | KWA1918AH | D | 0x00182a92 | RB CLG WATER SYSTEM L0GIC SYSTEM M0NIT0RING SAFETY (DIV C)
1P25 | 1H23PL0302C | 1H23PL0302C-47 | 6N766-1 AIM | 3 | B | KWA1918AH | C | 0x0016944f | EMER CHILLED WTR SYS L0GIC DIV I11, RB SREE ECW RTN VLV ACV-00 16C
1P25 | 1H23PL0304A | 1H23PL0304A-39 | 6N766-1 AIM | 1 | A | KWA1918AH | B | 0x00169420 | EMER CHILLED WATER SYS L0GIC DIV I, RB ECW RTRN VLV ACV-00 16A
1P25 | 1H23PL1301B | 1H23PL1301B-40 | 6N766-1 AIM | 2 | A | KWA1918AH | B | 0x0016b6fe | EMER CHILLE0 WTR SYS L0GIC DIV II ECW VLVS ACV-002iB.00378 AND 0008B
1P25 | 1H23PL1301C | 1H23PL1301C-47 | 6N766-1 AIM | 3 | E | KWA1918AH | C | 0x0018ac25 | EMER CHILLED WTR SYS L0GIC DIV III MISC INSTRUMENTS
1P25 | 1H23PL1302A | 1H23PL1302A-45 | 6N766-1 AIM | 1 | A | KWA1918AH | B | 0x0016a3ea | EMER CHILLED WTR SYS L0GIC DIV I ECW VLVS ACV-0021A AND ACV-0008A
1P26 | 1H23PL0303B | 1H23PL0303B-48 | 6N766-1 AIM | 2 | A | KWA1918AH | B | 0x0016eebb | SERVICE WATER SYSTEM PUMP Bl AND 82 M0T0R M0NIT0RING
1P26 | 1H23PL0303C | 1H23PL0303C-48 | 6N766-1 AIM | 3 | A | KWA1918AH | B | 0x0016eed0 | SERVICE WATER SYSTEM PUMP C1 AND C2 M0T0R M0NIT0RING
1P26 | 1H23PL0304A | 1H23PL0304A-41 | 6N766-1 AIM | 1 | B | KWA1918AH | B | 0x0016ee9a | SERVICE WATER SYSTEM PUMP Al AND A2 M0T0R M0NIT0RING
1P26 | 1H23PL1301B | 1H23PL1301B-39 | 6N766-1 AIM | 2 | J | KWA1918AH | F | 0x00186dd4 | RB SERVICE WATER SYSTEM L0GIC SYSTEM M0NIT0RING DIVISI0N 11 (B)
1P26 | 1H23PL1302A | 1H23PL1302A-39 | 6N766-1 AIM | 1 | J | KWA1918AH | F | 0x001862e3 | RB SERVICE WATER SYSTEM L0GIC SYSTEM M0NIT0RING DIVISI0N I (A)
1P26 | 1H23PL5070A | 1H23PL5070A-37 | 6N766-1 AIM | 1 | D | KWA1918AH | A | 0x0017eae8 | SERVICE WATER SYSTEM PR0CESS M0NIT0RING
1P26 | 1H23PL5070A | 1H23PL5070A-38 | 6N766-1 AIM | 1 | D | KWA1918AH | A | 0x0017eae8 | SERVICE WATER SYSTEM PR0CESS M0NIT0RING
1P26 | 1H23PL5070A | 1H23PL5070A-42 | 6N766-1 AIM | 1 | D | KWA1918AH | C | 0x001730f3 | SERVICE WATER SYSTEM DIV A HEADER PRESSURE
1P26 | 1H23PL5070B | 1H23PL5070B-37 | 6N766-1 AIM | 2 | D | KWA1918AH | A | 0x0017eb38 | SERVICE WATER SYSTEM PR0CESS M0NIT0RING
1P26 | 1H23PL5070B | 1H23PL5070B-38 | 6N766-1 AIM | 2 | D | KWA1918AH | A | 0x0017ea3a | SERVICE WATER SYSTEM PR0CESS M0NIT0RING
1P26 | 1H23PL5070C | 1H23PL5070C-37 | 6N766-1 AIM | 3 | D | KWA1918AH | A | 0x0017ebc1 | SERVICE WATER SYSTEM PR0CESS M0NIT0RING
1P26 | 1H23PL5070C | 1H23PL5070C-38 | 6N766-1 AIM | 3 | D | KWA1918AH | A | 0x0017ebc1 | SERVICE WATER SYSTEM PR0CESS M0NIT0RING
1P26 | 1H23PL5070C | 1H23PL5070C-39 | 6N766-1 AIM | 3 | D | KWA1918AH | C | 0x0017311e | SERVICE WATER SYSTEM DIV A HEADER PRESSURE 1P26-PT05007C 1 AND C2
1P54 | 1H23PL0306B | 1H23PL0306B-44 | 6N766-1 AIM | 2 | C | KWA1918AH | C | 0x0016b706 | NITR0GEN SUPPLY SYS L0GIC DIVISI0N 11 INICATI0NS AND ALARMS
1P54 | 1H23PL0602A | 1H23PL0602A-37 | 6N766-1 AIM | 1 | F | KWA1918AH | D | 0x00184b30 | NITR0GEN SUPPLY SYS L0GIC N0N-DIVISI0NAL (SAFETY) & DIV I INDICATI0NS AND ALARMS
1R11 | 1H23PL0303A | 1H23PL0303A-37 | 6N766-1 AIM | 1 | C | KWA1918AH | D | 0x0016ee6d | MED V0LTAGE DIST SYS L0GIC 4.16KV SWGR A4 PWR CTR FDR BRKR 6A AND 6B
1R11 | 1H23PL0303A | 1H23PL0303A-38 | 6N766-1 AIM | 1 | B | KWA1918AH | C | 0x001712fc | MED V0LTAGE DIST SYS L0GIC 4.16KV SWGR A4 N0RM PREF PWR SPLY BRKR 1A
1R11 | 1H23PL0303A | 1H23PL0303A-39 | 6N766-1 AIM | 1 | C | KWA1918AH | D | 0x001712ff | MED V0LTAGE DIST SYS L0GIC 4.16KV SWGR A4 ANAL0G INSTRUMENTS DIVISI0N I
1R11 | 1H23PL0303A | 1H23PL0303A-41 | 6N766-1 AIM | 1 | C | KWA1918AH | C | 0x0016df47 | MED V0LTAGE DIST SYS L0GIC 4.16KV 4.16KV SWGR A4 MSTRT FEEDER BREAKER 9B ANAL0G
1R11 | 1H23PL0303A | 1H23PL0303A-47 | 6N766-1 AIM | 1 | B | KWA1918AH | C | 0x00171305 | MED V0LTAGE DIST SYS L0GIC 4.16KV SWGR A4 ALTN PREF PWR SPLY BRKR 138
1R11 | 1H23PL0303A | 1H23PL0303A-48 | 6N766-1 AIM | 1 | B | KWA1918AH | C | 0x00171307 | MED V0LTAGE DIST SYS L0GIC 4.16KV SWGR A4 ALTN PREF PWR SPLY BRKR 148
1R11 | 1H23PL0303B | 1H23PL0303B-34 | 6N766-1 AIM | 2 | B | KWA1918AH | C | 0x0017130a | MED V0LTAGE DIST SYS L0GIC 4.16KV SWGR 84 ALTN PREF PWR SPLY BRKR iB
1R11 | 1H23PL0303B | 1H23PL0303B-35 | 6N766-1 AIM | 2 | B | KWA1918AH | C | 0x0017130c | MED V0LTAGE DIST SYS L0GIC 4.16KV SWGR 84 ALTN PREF PWR SPLY BRKR 28
1R11 | 1H23PL0303B | 1H23PL0303B-36 | 6N766-1 AIM | 2 | B | KWA1918AH | C | 0x0017130e | MED V0LTAGE DIST SYS L0GIC 4.16KV SWGR 84 TIE BRKR 38 T0 BUS S4
1R11 | 1H23PL0303B | 1H23PL0303B-37 | 6N766-1 AIM | 2 | B | KWA1918AH | C | 0x0016b6fa | MED V0LTAGE DIST SYS L0GIC 4.16KV SWGR 84 BUS RELAYING AND ALARMS DIV II
1R11 | 1H23PL0303B | 1H23PL0303B-38 | 6N766-1 AIM | 2 | B | KWA1918AH | C | 0x0016b6fc | MED V0LTAGE DIST SYS L0GIC 4.16KV SWGR 84 PWR CTR FDR BRKR 6A
1R11 | 1H23PL0303B | 1H23PL0303B-39 | 6N766-1 AIM | 2 | C | KWA1918AH | D | 0x0016b6ff | MED V0LTAGE DIST SYS L0GIC 4.16KV SWGR 84 PWR CTR FDR BRKR 6B
1R11 | 1H23PL0303B | 1H23PL0303B-40 | 6N766-1 AIM | 2 | B | KWA1918AH | C | 0x0016df5a | MED V0LTAGE DIST SYS L0GIC 4.16KV 4.16KV SWGR 64 MSTRT FEEDER BREAKER 9A ANAL0G
1R11 | 1H23PL0303B | 1H23PL0303B-41 | 6N766-1 AIM | 2 | C | KWA1918AH | C | 0x0016df5d | MED V0LTAGE DIST SYS L0GIC 4.16KV 4.16KV SWGR 84 MSTRT FEEDER BREAKER 9B ANAL0G
1R11 | 1H23PL0303B | 1H23PL0303B-42 | 6N766-1 AIM | 2 | B | KWA1918AH | C | 0x00171311 | MED V0LTAGE DIST SYS L0GIC 4.16KV SWGR 84 N0RM PREF PWR SPLY BRKR 13A
1R11 | 1H23PL0305C | 1H23PL0305C-39 | 6N766-1 AIM | 3 | C | KWA1918AH | C | 0x0016b718 | MED V0LTAGE DIST SYS L0GIC 4.16KV SWGR C4 PWR CTR FDR BRKR 6B DIVISI0N I11
1R11 | 1H23PL0305C | 1H23PL0305C-40 | 6N766-1 AIM | 3 | B | KWA1918AH | B | 0x0016df73 | MED V0LTAGE DIST SYS L0GIC 4.16KV SWGR C4 MSTRT FDR BRKR 9A ANAL0G INPUTS DIVISI0N I11
1R11 | 1H23PL0305C | 1H23PL0305C-41 | 6N766-1 AIM | 3 | C | KWA1918AH | C | 0x0016df76 | MED V0LTAGE DIST SYS L0GIC 4.16KV SWGR C4 MSTRT FDR BKR 96 ANAL0G INSTRUMENTS DIVISI0N I11
1R11 | 1H23PL0305C | 1H23PL0305C-42 | 6N766-1 AIM | 3 | A | KWA1918AH | B | 0x00171329 | MED V0LTAGE DIST SYS L0GIC 4.16KV SWGR C4 N0RM PREF PWR SPLY BRKR 13A
1R11 | 1H23PL0305C | 1H23PL0305C-44 | 6N766-1 AIM | 3 | A | KWA1918AH | B | 0x0017132d | MED V0LTAGE DIST SYS L0GIC 4.16KV SWGR C4 ALTN PREF PWR SPLY BRKR 16
1R11 | 1H23PL0305C | 1H23PL0305C-45 | 6N766-1 AIM | 3 | C | KWA1918AH | C | 0x00171331 | ME0 V0LTAGE DIST SYS L0GIC 4.16KV SWGR C4 ALTN PREF PWR SPLY BRKR 26
1R11 | 1H23PL0305C | 1H23PL0305C-46 | 6N766-1 AIM | 3 | A | KWA1918AH | B | 0x00171331 | MED V0LTAGE DIST SYS L0GIC 4.16KV SWGR C4 TIE BRKR 38 T0 BUS S4
1R11 | 1H23PL0305C | 1H23PL0305C-47 | 6N766-1 AIM | 3 | B | KWA1918AH | C | 0x0016b71e | MED V0LTAGE DIST SYS L0GIC 4.16KV SWGR C4 BUS V0LTS DIVISI0N I11
1R11 | 1H23PL0305C | 1H23PL0305C-48 | 6N766-1 AIM | 3 | A | KWA1918AH | B | 0x0016b71f | MED V0LTAGE DIST SYS L0GIC 4.16KV SWGR C4 INSTRUMENTS DIVISI0N I11
1R11 | 1H23PL0602A | 1H23PL0602A-41 | 6N766-1 AIM | 1 | C | KWA1918AH | C | 0x00171304 | MED V0LTAGE DIST SYS L0GIC 4.16KV SWGR 0400A4 FMCRD ATS BREAKER 1B - DIVISI0N I
1R11 | 1H23PL0602A | 1H23PL0602A-42 | 6N766-1 AIM | 1 | B | KWA1918AH | B | 0x00171305 | ME0 V0LTAGE DIST SYS L0GIC 4.16KV SWGR 0400A4 FMCRD ATS BREAKER 28 - DIVISI0N I
1R11 | 1H23PL0602A | 1H23PL0602A-45 | 6N766-1 AIM | 1 | C | KWA1918AH | C | 0x0017130c | MED V0LTAGE DIST SYS L0GIC 4.16KV SWGR 0500A4 FMCRD ATS BREAKER 1B - DIVISI0N I
1R11 | 1H23PL0602A | 1H23PL0602A-46 | 6N766-1 AIM | 1 | B | KWA1918AH | B | 0x0017130d | MED V0LTAGE DIST SYS L0GIC 4.16KV SWGR 0500A4 FMCRD ATS BREAKER 28 - DIVISI0N I
1R11 | 1H23PL0602A | 1H23PL0602A-47 | 6N766-1 AIM | 1 | C | KWA1918AH | C | 0x00171310 | MED V0LTAGE DIST SYS L0GIC 4.16KV SWGR 0600A4 FMCRD ATS BREAKER 1B - DIVISI0N I
1R11 | 1H23PL0602A | 1H23PL0602A-48 | 6N766-1 AIM | 1 | B | KWA1918AH | B | 0x00171311 | ME0 V0LTAGE DIST SYS L0GIC 4.16KV SWGR 0600A4 FMCRD ATS BREAKER 28 - DIVISI0N I
1R12 | 1H23PL0303C | 1H23PL0303C-44 | 6N766-1 AIM | 3 | C | KWA1918AH | C | 0x0016fd22 | L0W V0LT DISTR SYS L0GIC LSWG SWGR 0100C4 AND MCC 0ll0C4 BUS M0NIT0RING
1R12 | 1H23PL0305A | 1H23PL0305A-47 | 6N766-1 AIM | 1 | D | KWA1918AH | D | 0x0016fd02 | L0W V0LT DISTR SYS L0GIC LSWG BUS M0NIT0RING - ANAL0G
1R12 | 1H23PL0306B | 1H23PL0306B-45 | 6N766-1 AIM | 2 | C | KWA1918AH | C | 0x0016fd15 | L0W V0LT DISTR SYS L0GIC LSWG SWGR 010084 BUS AND MCC 013084 M0NIT0RING
1R12 | 1H23PL1301A | 1H23PL1301A-38 | 6N766-1 AIM | 1 | B | KWA1918AH | C | 0x00169426 | L0W V0LT DISTR SYS L0GIC LSWG BUS M0NIT0RING - ANAL0G
1R12 | 1H23PL1301B | 1H23PL1301B-41 | 6N766-1 AIM | 2 | C | KWA1918AH | C | 0x00169439 | L0W V0LT DISTR SYS L0GIC LSWG MCC 014084 BUS M0NIT0RING
1R12 | 1H23PL1302C | 1H23PL1302C-48 | 6N766-1 AIM | 3 | C | KWA1918AH | C | 0x0016945c | L0W V0LT DISTR SYS L0GIC LSWG MCC 0140C4 BUS M0NIT0RING
1R12 | 1H23PL5071B | 1H23PL5071B-48 | 6N766-1 AIM | 2 | D | KWA1918AH | C | 0x0016df81 | 480VAC MCC BUS V0LTAGE M0NIT0RING RNAL0G P0INTS MCC 501084 M0NIT0RING
1R12 | 1H23PL5071C | 1H23PL5071C-43 | 6N766-1 AIM | 3 | D | KWA1918AH | C | 0x0016df8a | 480VAC MCC BUS V0LTAGE M0NIT0RING ANAL0G P0INTS MCC 5010C4 M0NIT0RING
1R13 | 0H23PL1401S | 0H23PL1401S-32 | 6N766-1 AIM | 0 | B | KWA1918AH | B | 0x0016945d | VITAL AC P0WER SUPPLY L0GIC CLASS 1E CVCF CB DIST XFMR-0200S4
1R13 | 1H23PL0301C | 1H23PL0301C-45 | 6N766-1 AIM | 3 | C | KWA1918AH | C | 0x0016944a | VITAL AC P0HER SUPPLY L0GIC CLASS iE CVCF DIV 3 CVCF-0000C4
1R13 | 1H23PL0301D | 1H23PL0301D-39 | 6N766-1 AIM | 4 | D | KWA1918AH | C | 0x0016945b | VITAL AC P0WER SUPPLY L0GIC CLASS 1E CVCF DIV 4 CVCF-0000D4
1R13 | 1H23PL0302A | 1H23PL0302A-46 | 6N766-1 AIM | 1 | C | KWA1918AH | C | 0x00169423 | VITAL AC P0WER SUPPLY L0GIC CLASS 1E CVCF DIV I CVCF-0000A4
1R13 | 1H23PL0305B | 1H23PL0305B-46 | 6N766-1 AIM | 2 | C | KWA1918AH | C | 0x0016a3fd | VITAL AC P0WER SUPPLY L0GIC CLASS 1E CVCF DIV 2 CVCF-0000B4
1R13 | 1H23PL1301D | 1H23PL1301D-41 | 6N766-1 AIM | 4 | C | KWA1918AH | C | 0x001777b2 | VITAL AC P0WER SUPPLY L0GIC CLASS 1E CVCF DIV 4 CVCF-0000D4
1R13 | 1H23PL1301D | 1H23PL1301D-42 | 6N766-1 AIM | 4 | D | KWA1918AH | C | 0x0016cb3e | VITAL AC P0WER SUPPLY L0GIC CLASS 1E CVCF DIV 4 CVCF-0000D4
1R13 | 1H23PL1302A | 1H23PL1302A-41 | 6N766-1 AIM | 1 | B | KWA1918AH | C | 0x00177782 | VITAL AC P0WER SUPPLY L0GIC CLASS 1E CVCF DIV I CVCF-0000A4
1R13 | 1H23PL5071B | 1H23PL5071B-42 | 6N766-1 AIM | 2 | E | KWA1918AH | C | 0x001777fb | VITAL AC P0WER SUPPLY L0GIC CLASS IE CVCF 0IV 2 CVCF-5000B4
1R13 | 1H23PL5071B | 1H23PL5071B-45 | 6N766-1 AIM | 2 | E | KWA1918AH | B | 0x0016e622 | VITAL AC P0WER SUPPLY L0GIC CLASS 1E CVCF DIV 2 CVCF-5000B4
1R13 | 1H23PL5071C | 1H23PL5071C-41 | 6N766-1 AIM | 3 | E | KWA1918AH | C | 0x0017780c | VITAL AC P0WER SUPPLY L0GIC CLASS 1E CVCF DIV 3 CVCF-5000C4
1R13 | 1H23PL5071C | 1H23PL5071C-42 | 6N766-1 AIM | 3 | D | KWA1918AH | B | 0x0016e62e | VITAL AC P0WER SUPPLY L0GIC CLASS 1E CVCF 0IV 3 CVCF-5000C4
1R16 | 1H23PL0301A | 1H23PL0301A-44 | 6N766-1 AIM | 1 | E | KWA1918AH | C | 0x0017e2bc | DC P0WER SUPPLY L0GIC CLASS 1E 125VDC DIV I MCC-0100A4 DC BUS V0LTAGE
1R16 | 1H23PL1301D | 1H23PL1301D-43 | 6N766-1 AIM | 4 | E | KWA1918AH | C | 0x00181269 | DC P0WER SUPPLY L0GIC CLASS 1E 125VDC DIV IV BATTERY SYSTEM
1R16 | 1H23PL1302A | 1H23PL1302A-35 | 6N766-1 AIM | 1 | D | KWA1918AH | C | 0x00181232 | DC P0WER SUPPLY L0GIC CLASS 1E l2SVDC DIV I BATTERY SYSTEM
1R16 | 1H23PL5071B | 1H23PL5071B-44 | 6N766-1 AIM | 2 | E | KWA1918AH | C | 0x0018e2cb | DC P0WER SUPPLY L0GIC CLASS 1E 125VDC DIV II BATTERY SYSTEM
1R16 | 1H23PL5071C | 1H23PL5071C-48 | 6N766-1 AIM | 3 | E | KWA1918AH | C | 0x0018e2e6 | DC P0WER SUPPLY L0GIC CLASS 1E 125VDC DIV III BATTERY SYSTEM
1R21 | 1H23PL0304A | 1H23PL0304A-46 | 6N766-1 AIM | 1 | G | KWA1918AH | C | 0x001801bf | EMERGENCY DIESEL GEN SYS L0GIC EDG 1A C0NTR0L PANEL DIV I L0 AND CLG WTR IN0 E ALMS
1R21 | 1H23PL0304A | 1H23PL0304A-42 | 6N766-1 AIM | 1 | F | KWA1918AH | D | 0x00176a1a | EMERGENCY DIESEL &EN SYS L0GIC EDG 1A C0NTR0L PANEL DIV I DIESEL ENGINE IND 6 ALARMS
1R21 | 1H23PL0304A | 1H23PL0304A-44 | 6N766-1 AIM | 1 | H | KWA1918AH | C | 0x0017b56f | EMERGENCY DIESEL GEN SYS L0GIC EDG IA C0NTR0L PA~~EL DIV I FUEL 0IL IND 6 ALMS
1R21 | 1H23PL0304A | 1H23PL0304A-45 | 6N766-1 AIM | 1 | G | KWA1918AH | D | 0x0017986c | EMERGENCY DIESEL GEN SYS L0GIC E0G 1A C0NTR0L PANEL DIV I LUBE 0IL IND 6 ALARMS
1R21 | 1H23PL0304A | 1H23PL0304A-47 | 6N766-1 AIM | 1 | E | KWA1918AH | C | 0x00177a77 | EMERGENCY DIESEL GEN SYS L0GIC EDG 1A C0NTR0L PANEL DIV I GEN/CLNG WTR/STARTING AIR IND
1R21 | 1H23PL0304A | 1H23PL0304A-48 | 6N766-1 AIM | 1 | E | KWA1918AH | C | 0x001803b1 | EMERGENCY DIESEL GEN SYS L0GIC EDG 1A C0NTR0L PANEL DIV I GENERAT0R INDICATI0N 6 C0NTR0L
1R21 | 1H23PL0304B | 1H23PL0304B-42 | 6N766-1 AIM | 2 | H | KWA1918AH | B | 0x0017b533 | EMERGENCY DIESEL GEN SYS L0GIC EDG 16 C0NTR0L PANEL DIV II FUEL 0IL IND 6 ALMS
1R21 | 1H23PL0304B | 1H23PL0304B-43 | 6N766-1 AIM | 2 | G | KWA1918AH | C | 0x00179830 | EMERGENCY DIESEL GEN SYS L0GIC EDG 1B C0NTR0L PANEL DIV II LUBE 0IL IND 6 ALARMS
1R21 | 1H23PL0304B | 1H23PL0304B-45 | 6N766-1 AIM | 2 | E | KWA1918AH | B | 0x00177a7d | EMERGENCY DIESEL GEN SYS L0GIC EDG fB C0NTR0L PANEL DIV II GEN/CLNG WTR/STARTING AIR IN0
1R21 | 1H23PL0304B | 1H23PL0304B-46 | 6N766-1 AIM | 2 | E | KWA1918AH | B | 0x001803c3 | EMERGENCY DIESEL GEN SYS L0GIC EBG 10 C0NTR0L PANEL DIV II GENERAT0R INDICATI0N & C0NTR0L
1R21 | 1H23PL0304B | 1H23PL0304B-48 | 6N766-1 AIM | 2 | F | KWA1918AH | B | 0x00180343 | EMERGENCY DIESEL GEN SYS L0GIC EDG 1B C0NiIR0L PANEL DIV II L0 AND CLG !WTR IND 6 ALMS
1R21 | 1H23PL0304C | 1H23PL0304C-38 | 6N766-1 AIM | 3 | E | KWA1918AH | D | 0x00176a45 | EMERGENCY DIESEL GEN SYS L0GIC EDG 1C C0NTR0L PANEL DIV III DIESEL ENGINE IND 6 ALARMS
1R21 | 1H23PL0304C | 1H23PL0304C-44 | 6N766-1 AIM | 3 | H | KWA1918AH | C | 0x0017b4e3 | EMERGENCY DIESEL GEN SYS L0GIC E0G IC C0NTR0L PANEL DIV III FUEL 0IL IND G ALMS
1R21 | 1H23PL0304C | 1H23PL0304C-45 | 6N766-1 AIM | 3 | G | KWA1918AH | D | 0x001797e0 | EMERGENCY DIESEL GEN SYS L0GIC EDG 1C C0NTR0L PANEL DIV III LUBE 0IL IND 6 ALARMS
1R21 | 1H23PL0304C | 1H23PL0304C-46 | 6N766-1 AIM | 3 | G | KWA1918AH | C | 0x001802ec | EMERGENCY DIESEL GEN SYS L0GIC EDG 1C C0NTR0L PANEL DIV III L0 AND CLG WTR IND 6 ALMS
1R21 | 1H23PL0304C | 1H23PL0304C-47 | 6N766-1 AIM | 3 | E | KWA1918AH | C | 0x00177a96 | EMERGENCY DIESEL GEN SYS L0GIC EDG 1C C0NTR0L PANEL DIV IIIGEN/CLNG WTR/STARTING AIR IND
1R21 | 1H23PL0304C | 1H23PL0304C-48 | 6N766-1 AIM | 3 | E | KWA1918AH | C | 0x001803dc | EMERGENCY DIESEL GEN SYS L0GIC EDG 1C C0NTR0L PANEL DIV III GENERAT0R INDICATI0N 6 C0NTR0L
1T22 | 1H23PL0301B | 1H23PL0301B-42 | 6N766-1 AIM | 2 | D | KWA1918AH | C | 0x001718e6 | STANBY GAS TREATNENT SYSTEM SGT SEAL TRAP LEVEL ALARMS
1T22 | 1H23PL0301D | 1H23PL0301D-42 | 6N766-1 AIM | 4 | F | KWA1918AH | D | 0x00171958 | STNDBY GAS TRTMT L0GIC TRAIN [B) M0NIT0RING
1T22 | 1H23PL0302A | 1H23PL0302A-47 | 6N766-1 AIM | 1 | E | KWA1918AH | D | 0x00171925 | STNDBY GAS TRTMT L0GIC TRAIN (B) M0NIT0RING
1T22 | 1H23PL0303C | 1H23PL0303C-35 | 6N766-1 AIM | 3 | F | KWA1918AH | D | 0x00172cad | STNDBY GAS TRTMT L0GIC TRAIN (8) M0NIT0RING
1T22 | 1H23PL0306B | 1H23PL0306B-48 | 6N766-1 AIM | 2 | G | KWA1918AH | E | 0x00172cb0 | STNDBY GAS TRTMT L0GIC TRAIN (8) M0NIT0RING
1T22 | 1H23PL0602B | 1H23PL0602B-47 | 6N766-1 AIM | 2 | E | KWA1918AH | D | 0x00169449 | STNDBY GAS TRTMT L0GIC TRAIN (8) M0NIT0RING
1T22 | 1H23PL0602C | 1H23PL0602C-47 | 6N766-1 AIM | 3 | E | KWA1918AH | D | 0x0016945c | STNDBY GAS TRTMT L0GIC TRAIN (C) M0NIT0RING DIV III
1T41 | 1H23PL0301D | 1H23PL0301D-36 | 6N766-1 AIM | 4 | D | KWA1918AH | B | 0x00173176 | REACT0R BLDG HVAC SYS L0GIC SYSTEM TRIP AND RBSCHV IS0LATI0N
1T41 | 1H23PL0302C | 1H23PL0302C-37 | 6N766-1 AIM | 3 | D | KWA1918AH | B | 0x00173167 | REACT0R BLDG HVAC SYS L0GIC SYSTEM TRIP AND RBSCHV IS0LATI0N
1T41 | 1H23PL0302C | 1H23PL0302C-41 | 6N766-1 AIM | 3 | G | KWA1918AH | D | 0x00170cab | REACT0R BLDG HVAC SYS L0GIC RBSRDGHV, RBSREEHV DIV C FAN00502C 1/c2, -060 lC l/C2
1T41 | 1H23PL0302C | 1H23PL0302C-43 | 6N766-1 AIM | 3 | F | KWA1918AH | C | 0x0017efed | REACT0R BLDG HVAC SYS L0GIC RBSCHV.RBSREEHV DIV C FAN00608C 1/C2. MCD-0502. MCD-0448C
1T41 | 1H23PL0303B | 1H23PL0303B-01 | 6N766-1 AIM | 2 | D | KWA1918AH | D | 0x00185e0c | REACT0R BLDG HVAC SYS L0GIC RBSREHV - CMS R00M B AHU-0604B
1T41 | 1H23PL0303B | 1H23PL0303B-02 | 6N766-1 AIM | 2 | E | KWA1918AH | D | 0x0019059b | REACT0R BLDG HVAC SYS L0GIC RBSREEHV DIV B SPLY FAN-060861
1T41 | 1H23PL0305B | 1H23PL0305B-35 | 6N766-1 AIM | 2 | H | KWA1918AH | D | 0x00176100 | REACT0R BLDG HVAC SYS L0GIC RBSRDGHV, RBSREEHV DIV B FAN-0502A 1/A2, -060 1A 1/A2, -060882
1T41 | 1H23PL0305B | 1H23PL0305B-37 | 6N766-1 AIM | 2 | E | KWA1918AH | C | 0x0017b8f5 | REACT0R BLDG HVAC SYS L0GIC RBSREEHV DIV B FAN-0608B1. MCD-0448B
1T41 | 1H23PL0306A | 1H23PL0306A-41 | 6N766-1 AIM | 1 | E | KWA1918AH | B | 0x0017efa5 | ARA0f0R BLBQ HVAC IVb L0BZfl RBSREEHV DIV A FAN-0608A 1/A2, MCD-0448A
1T41 | 1H23PL0306A | 1H23PL0306A-43 | 6N766-1 AIM | 1 | G | KWA1918AH | D | 0x00170c8c | REACT0R BLDG HVAC SYS L0GIC RBSRDGHV, RBSREEHV EXH DIV A FAN-0502A 1/A2, FAN-060 1A 1/A2
1T41 | 1H23PL0602A | 1H23PL0602A-36 | 6N766-1 AIM | 1 | D | KWA1918AH | B | 0x00173146 | REACT0R BLDG HVAC SYS L0GIC SYSTEM TRIP AND RBSCHV IS0LATI0N
1T41 | 1H23PL0602B | 1H23PL0602B-43 | 6N766-1 AIM | 2 | D | KWA1918AH | B | 0x00173161 | REACT0R BLDG HVAC SYS L0GIC SYSTEM TRIP AND RBSCHV IS0LATI0N
1T43 | 1H23PL1302A | 1H23PL1302A-36 | 6N766-1 AIM | 1 | F | KWA1918AH | C | 0x00180167 | C0NTR0L BLDG HVAC SYS L0GIC SUPPLY & EXHAUST FANS SREA DIV A FAN-0001Al,A2; FAN-0006Al,A2
1T43 | 1H23PL1302A | 1H23PL1302A-40 | 6N766-1 AIM | 1 | B | KWA1918AH | C | 0x0016ef71 | C0NTR0L BLDG HVAC SYS L0GIC SREA DIV A AHU-0001A
1T43 | 1H23PL1302B | 1H23PL1302B-34 | 6N766-1 AIM | 2 | D | KWA1918AH | C | 0x00179610 | C0NTR0L BLDG HVAC SYS L0GIC SREA DIV B FAN-0001B2,FAN-0006B21AHU-0001B
1T43 | 1H23PL1302B | 1H23PL1302B-36 | 6N766-1 AIM | 2 | G | KWA1918AH | F | 0x00175d6a | C0NTR0L BLDG HVAC SYS L0GIC CRHA DIV B SUPPLY FAN-0002B2 CRHA DIV B AHU-0002B
1T43 | 1H23PL1302B | 1H23PL1302B-37 | 6N766-1 AIM | 2 | F | KWA1918AH | D | 0x0017f2f7 | C0NTR0L BLDG HVAC SYS L0GIC CRHA DIV B EMER FILTER SGTR-0101B
1T43 | 1H23PL1302B | 1H23PL1302B-41 | 6N766-1 AIM | 2 | E | KWA1918AH | D | 0x0016ef1d | C0NTR0L BLDG HVAC SYS L0GIC CRHA DIV B EMER FILTER SGTR-0101B
1T43 | 1H23PL1302B | 1H23PL1302B-33 | 6N766-1 AIM | 2 | F | KWA1918AH | C | 0x0017edc4 | C0NTR0L BLDG HVAC SYS L0GIC CRHA EMER SPLY FAN DIV B FAN-0101B1, FAN-0101B2, SGTR-0101B
1T43 | 1H23PL1302B | 1H23PL1302B-35 | 6N766-1 AIM | 2 | E | KWA1918AH | C | 0x001803a7 | C0NTR0L BLDG HVAC SYS L0GIC CRHA EMER SPLY FAN DIV B FAN-0001B1,FAN-0006B11FAN-0101B2
1T43 | 1H23PL1302C | 1H23PL1302C-37 | 6N766-1 AIM | 3 | F | KWA1918AH | D | 0x0017eb56 | C0NTR0L BLDG HVAC L0GIC CRHA DIV C EMER FILTER SGTR-0101C SUPPLY FAN FAN-0002C1
1T43 | 1H23PL1302C | 1H23PL1302C-41 | 6N766-1 AIM | 3 | E | KWA1918AH | C | 0x00179629 | C0NTR0L BLDG HVAC SYS L0GIC SREA DIV C FAN-0001C2,FAN-0006C2,AHU-0001C
1T43 | 1H23PL1302C | 1H23PL1302C-43 | 6N766-1 AIM | 3 | G | KWA1918AH | E | 0x00175d2a | C0NTR0L BLDG HVAC SYS L0GIC CRHA DIV C AHU-0002C, FAN-0002C2
1T43 | 1H23PL1302C | 1H23PL1302C-39 | 6N766-1 AIM | 3 | F | KWA1918AH | C | 0x0017d32a | C0NTR0L BLDG HVAC SYS L0GIC CRHA EMPA FILTER/SPLY FAN DIV C FAN-0101C1,SGTR-0101C
1T43 | 1H23PL1302C | 1H23PL1302C-47 | 6N766-1 AIM | 3 | F | KWA1918AH | C | 0x0017f2cc | C0NTR0L BLDG HVAC SYS L0GIC CRHA/SREA FANS DIV c FAN-0001C1, FAN-0006C1, FAN-0101C2
1T49 | 1H23PL0305C | 1H23PL0305C-36 | 6N766-1 AIM | 3 | D | KWA1918AH | D | 0x0016fd82 | FLAMMABILITY C0NTR0L L0GIC RCB UNIT C INTERFACE SIGNALS DIV I I I
1T49 | 1H23PL0305C | 1H23PL0305C-37 | 6N766-1 AIM | 3 | E | KWA1918AH | D | 0x0016fd85 | FLAMMABILITY C0NTR0L L0GIC RCB UNIT C INTERFACE SIGNALS DIV I I I
1T49 | 1H23PL0306B | 1H23PL0306B-46 | 6N766-1 AIM | 2 | D | KWA1918AH | D | 0x0016fd7a | FLAMMABILITY C0NTR0L L0GIC RCB UNIT B INTERFACE SIGNAL DIV II
1T49 | 1H23PL0306B | 1H23PL0306B-47 | 6N766-1 AIM | 2 | D | KWA1918AH | D | 0x0016fd7c | FLAMMABILITY C0NTR0L L0GIC RCB UNIT B INTERFACE SIGNAL DIV II
1T55 | 1H23PL5070A | 1H23PL5070A-41 | 6N766-1 AIM | 1 | F | KWA1918AH | D | 0x00180821 | RX BLDG SERV WATER PMP HSE HVAC PR0CESS M0NIT0RING AND C0NTR0LS
1T55 | 1H23PL5070A | 1H23PL5070A-46 | 6N766-1 AIM | 1 | B | KWA1918AH | C | 0x0016cb1e | RX BLDG SERV WATER PUMP H0USE HVAC MISC PR0CESS M0NIT AND CTRLS (SAFETY)
1T55 | 1H23PL5070A | 1H23PL5070A-48 | 6N766-1 AIM | 1 | C | KWA1918AH | C | 0x0016cb23 | RX BLDG SERV WATER PUMP H0USE HVAC MISC PR0CESS M0NIT AND CTRLS (SAFETY)
1T55 | 1H23PL5070B | 1H23PL5070B-46 | 6N766-1 AIM | 2 | B | KWA1918AH | C | 0x0016cb33 | RX BLDG SERV WATER PUMP H0USE HVAC MISC PR0CESS M0NIT AND CTRLS (SAFETY)
1T55 | 1H23PL5070B | 1H23PL5070B-48 | 6N766-1 AIM | 2 | C | KWA1918AH | C | 0x0016cb38 | RX BLDG SERV WATER PUMP H0USE HVAC MISC PR0CESS M0NIT AND CTRLS (SAFETY)
1T55 | 1H23PL5070C | 1H23PL5070C-46 | 6N766-1 AIM | 3 | B | KWA1918AH | C | 0x0016cb46 | RX BLDG SERV WATER PUMP H0USE HVAC MISC PR0CESS M0NIT AND CTRLS (SAFETY)
1T55 | 1H23PL5070C | 1H23PL5070C-48 | 6N766-1 AIM | 3 | C | KWA1918AH | C | 0x0016cb4b | RX BLDG SERV WATER PUMP H0USE HVAC MISC PR0CESS M0NIT AND CTRLS (SAFETY)
1T62 | 1H23PL0301B | 1H23PL0301B-43 | 6N766-1 AIM | 2 | E | KWA1918AH | D | 0x0016e3cc | CNTMT M0NIT0RING L0GIC PRESSURE/LEVEL INDICATI0NS AND ALARMS DIV II
1T62 | 1H23PL0301B | 1H23PL0301B-44 | 6N766-1 AIM | 2 | G | KWA1918AH | C | 0x00177041 | CNTMT M0NIT0RING L0GIC RADIATI0N M0NIT0R AND PRESS/LVL INDICATI0NS AND ALARMS
1T62 | 1H23PL0301D | 1H23PL0301D-47 | 6N766-1 AIM | 4 | D | KWA1918AH | C | 0x0016e4cb | CNTMT M0NIT0RING L0GIC PRESSURE/LEVEL INDICATI0NS AND ALARMS DIV IV
1T62 | 1H23PL0305C | 1H23PL0305C-38 | 6N766-1 AIM | 3 | F | KWA1918AH | D | 0x00170a1b | CNTMT M0NIT0RING L0GIC PRESSURE/LEVEL INDICATI0NS AND ALARMS DIV III
1T62 | 1H23PL0306A | 1H23PL0306A-45 | 6N766-1 AIM | 1 | F | KWA1918AH | C | 0x00178118 | CNTMT M0NIT0RING L0GIC PRESSURE/LEVEL INDICATI0NS AND ALARMS DIV I
1T62 | 1H23PL0602B | 1H23PL0602B-45 | 6N766-1 AIM | 2 | G | KWA1918AH | A | 0x0017c065 | C0NTAINMENT M0NIT0RING L0GIC HYDR0GEN 0XYGEN PANEL PL-0001B H2 & 02 C0NCENTRATI0N DIV II
1T62 | 1H23PL0602C | 1H23PL0602C-45 | 6N766-1 AIM | 3 | G | KWA1918AH | A | 0x0017bf5d | C0NTAINMENT M0NIT0RING L0GIC HYDR0GEN 0XYGEN PANEL PL-0001C H2 & 02 C0NCENTRATI0N DIV III
1T63 | 1H23PL1401A | 1H23PL1401A-42 | 6N766-1 AIM | 1 | D | KWA1918AH | B | 0x00171309 | PR0C RAD M0NIT0RING L0GIC DIV I RADIATI0N LEVELS
1T63 | 1H23PL1401A | 1H23PL1401A-43 | 6N766-1 AIM | 1 | D | KWA1918AH | B | 0x0016942c | PR0C RAD M0NIT0RING L0GIC DIV I RADIATI0N LEVELS
1T63 | 1H23PL1401B | 1H23PL1401B-42 | 6N766-1 AIM | 2 | E | KWA1918AH | B | 0x0016df6d | PR0C RAD M0NIT0RING L0GIC DIV I RADIATI0N LEVELS
1T63 | 1H23PL1401C | 1H23PL1401C-48 | 6N766-1 AIM | 3 | D | KWA1918AH | B | 0x0016df8b | PR0C RAD M0NIT0RING L0GIC DIV I RADIATI0N LEVELS
1T63 | 1H23PL1401D | 1H23PL1401D-48 | 6N766-1 AIM | 4 | C | KWA1918AH | B | 0x0016df92 | PR0C RAD M0NIT0RING L0GIC DIV IV RADIATI0N LEVELS
1W12 | 1H23PL5071B | 1H23PL5071B-43 | 6N766-1 AIM | 2 | H | KWA1918AH | C | 0x00175a73 | Bi INTAKE SCREEN f SCREEN WASH (SAFETY) PR0CESS M0NIT0RING
1W12 | 1H23PL5071B | 1H23PL5071B-47 | 6N766-1 AIM | 2 | J | KWA1918AH | D | 0x00175a7d | 82 INTAKE SCREEN C SCREEN WASH (SAFETY) PR0CESS M0NIT0RING
1W12 | 1H23PL5071C | 1H23PL5071C-45 | 6N766-1 AIM | 3 | H | KWA1918AH | C | 0x00175a8a | C1 INTAKE SCREEN C SCREEN WASH (SAFETY) PR0CESS M0NIT0RING
1W12 | 1H23PL5071C | 1H23PL5071C-47 | 6N766-1 AIM | 3 | H | KWA1918AH | C | 0x00175a8e | C2 INTAKE SCREEN f SCREEN WASH (SAFETY) PR0CESS M0NIT0RING
1K11 | 1H23PL1301C | 1H23PL1301C-42 | 6N766-1 AIM | 3 | E | KWA1918AH | D | 0x0017ed41 | RBCW HX R00M 131 LEVEL ,LT-0054C1, C2. C3 RN0 C4
1P25 | 1H23PL1301B | 1H23PL1301B-47 | 6N766-1 AIM | 2 | E | KWA1918AH | C | 0x0018a731 | EMER CHILLED WTR SYS L0GIC DIV II MISC INSTRUMENTS
1P25 | 1H23PL1301C | 1H23PL1301C-41 | 6N766-1 AIM | 3 | B | KWA1918AH | B | 0x0016b714 | EMER CHILLED WTR SYS L0GIC DIV I11. ECW VLVS ACV-0021C. 0037C AND 000BC
1P25 | 1H23PL1302A | 1H23PL1302A-47 | 6N766-1 AIM | 1 | E | KWA1918AH | C | 0x0018a6aa | EMER CHILLED WTR SYS L0GIC DIV I MISC INSTRUMENTS
1P26 | 1H23PL1301C | 1H23PL1301C-43 | 6N766-1 AIM | 3 | H | KWA1918AH | F | 0x00186d22 | RB SERVICE WATER SYSTEM L0GIC SYSTEM M0NIT0RING DIVISI0N I11 (C)
1P26 | 1H23PL5070B | 1H23PL5070B-42 | 6N766-1 AIM | 2 | D | KWA1918AH | C | 0x00173108 | SERVICE WATER SYSTEM DIV A HEADER PRESSURE 1P26-PT-5007B1 AND 82
1R12 | 1H23PL5071A | 1H23PL5071A-46 | 6N766-1 AIM | 1 | D | KWA1918AH | C | 0x0016df68 | 480VAC MCC BUS V0LTAGE M0NIT0RING ANAL0G P0INTS MCC 5010A4 M0NIT0RING
1R13 | 1H23PL1301B | 1H23PL1301B-43 | 6N766-1 AIM | 2 | B | KWA1918AH | C | 0x001777c9 | VITAL AC P0WER SUPPLY L0GIC CLASS iE CVCF DIV 2 CVCF-0000B4
1R13 | 1H23PL1301B | 1H23PL1301B-45 | 6N766-1 AIM | 2 | D | KWA1918AH | C | 0x0016cb28 | VITAL AC P0WER SUPPLY L0GIC CLASS 1E CVCF DIV 2 CVCF-0000B4
1R13 | 1H23PL1301C | 1H23PL1301C-38 | 6N766-1 AIM | 3 | B | KWA1918AH | C | 0x001777db | VITAL AC P0WER SUPPLY L0GIC CLASS IE CVCF DIV 3 CVCF-0000C4
1R13 | 1H23PL1301C | 1H23PL1301C-39 | 6N766-1 AIM | 3 | C | KWA1918AH | C | 0x0016cb37 | VITAL AC P0WER SUPPLY L0GIC CLASS 1E CVCF DIV 3 CVCF-0000C4
1R13 | 1H23PL1302A | 1H23PL1302A-46 | 6N766-1 AIM | 1 | C | KWA1918AH | C | 0x0016cb16 | VITAL AC P0WER SUPPLY L0GIC CLASS IE CVCF DIV I CVCF-0000A4
1R13 | 1H23PL5071A | 1H23PL5071A-43 | 6N766-1 AIM | 1 | E | KWA1918AH | B | 0x0016e609 | VITAL AC P0WER SUPPLY L0GIC CLASS 1E CVCF DIV I CVCF-5000A4
1R13 | 1H23PL5071A | 1H23PL5071A-47 | 6N766-1 AIM | 1 | E | KWA1918AH | C | 0x001777f0 | VITAL AC P0WER SUPPLY L0GIC CLASS IE CVCF DIV I CVCF-5000A4
1R16 | 1H23PL1301B | 1H23PL1301B-46 | 6N766-1 AIM | 2 | D | KWA1918AH | C | 0x00181252 | DC P0WER SUPPLY L0GIC CLASS 1E 125VDC DIV IIBATTERY SYSTEM
1R16 | 1H23PL1301C | 1H23PL1301C-40 | 6N766-1 AIM | 3 | D | KWA1918AH | C | 0x00181259 | DC P0WER SUPPLY L0GIC CLASS 1E 125VDC DIV III BATTERY SYSTEM
1R16 | 1H23PL5071A | 1H23PL5071A-45 | 6N766-1 AIM | 1 | G | KWA1918AH | E | 0x0018e2ba | DC P0WER SUPPLY L0GIC CLASS 1E 125VDC DIV I BATTERY SYSTEM
1T55 | 1H23PL5070B | 1H23PL5070B-41 | 6N766-1 AIM | 2 | F | KWA1918AH | D | 0x00180a44 | RX BLDG SERV WATER PMP HSE HVAC PR0CESS M0NIT0RING AND C0NTR0LS
1T55 | 1H23PL5070C | 1H23PL5070C-41 | 6N766-1 AIM | 3 | F | KWA1918AH | D | 0x00180702 | RX BLDG SERV WATER PMP HSE HVAC PR0CESS M0NIT0RING AND C0NTR0LS
1W12 | 1H23PL5071A | 1H23PL5071A-44 | 6N766-1 AIM | 1 | J | KWA1918AH | D | 0x00175a62 | A1 INTAKE SCREEN G SCREEN WASH (SAFETY) PR0CESS M0NIT0RING
1W12 | 1H23PL5071A | 1H23PL5071A-48 | 6N766-1 AIM | 1 | J | KWA1918AH | D | 0x00175a6a | A2 INTAKE SCREEN G SCREEN WASH (SAFETY) PR0CESS M0NIT0RING
1G31 | 1H23PL0301D | 1H23PL0301D-44 | 6N768-1 AOM | 4 | B | KWA1918AH | C | 0x0017895a | RX WTIR CLEANUP SYS L0GIC FL0W TEMPERATURE C0MPEINSATE0 0IV IV
1G31 | 1H23PL0303B | 1H23PL0303B-45 | 6N768-1 AOM | 2 | D | KWA1918AH | E | 0x0017881d | RX WTR CLEANUP SYS L0GIC FL0W TEMPERATURE C0MPENSATED DIV II
1G31 | 1H23PL0303C | 1H23PL0303C-46 | 6N768-1 AOM | 3 | B | KWA1918AH | C | 0x00178961 | AX WTR CLEANUP SYS L0GIC FL0W TEMPERATURE C0MPENSATE0 DIV II1
1G31 | 1H23PL0306A | 1H23PL0306A-48 | 6N768-1 AOM | 1 | B | KWA1918AH | C | 0x001787f3 | RX WTR CLEANUP SYS L0GIC FL0W TEMPERATURE C0MPENSATED 0IV I
1P21 | 1H23PL1302A | 1H23PL1302A-42 | 6N768-1 AOM | 1 | A | KWA1918AH | B | 0x0017915d | RB CLG WATER SYSTEM L0GIC RBCW TCVS, DIVISI0N A
1P21 | 1H23PL1303B | 1H23PL1303B-47 | 6N768-1 AOM | 2 | A | KWA1918AH | B | 0x00178f7d | RB CLG WATER SYSTEM L0GIC RBCW TCVS, DIVISI0N B
1P21 | 1H23PL1303C | 1H23PL1303C-47 | 6N768-1 AOM | 3 | A | KWA1918AH | B | 0x00179224 | RB CLG WATER SYSTEM L0GIC RBCW TCVS. DIVISI0N C
1P25 | 1H23PL0302C | 1H23PL0302C-45 | 6N768-1 AOM | 3 | A | KWA1918AH | B | 0x00178c83 | EMER CHILLED WTR SYS L0GIC DIV III RB SREE ECW RTN VLV ACV-00 16C
1P25 | 1H23PL0304A | 1H23PL0304A-40 | 6N768-1 AOM | 1 | A | KWA1918AH | B | 0x00178c18 | EMER CHILL WTR SYS L0GIC DIV I RB ECW RTN VLV ACV-00 16A
1P25 | 1H23PL0305B | 1H23PL0305B-48 | 6N768-1 AOM | 2 | A | KWA1918AH | B | 0x00178d40 | EMER CHILLED WTR SYS L0GIC DIV II RB SREE ECW RTN VLV ACV-00 168
1P25 | 1H23PL1301B | 1H23PL1301B-44 | 6N768-1 AOM | 2 | A | KWA1918AH | B | 0x00178fa1 | EMER CHILLED WTR SYS L0GIC DIV II VLVS ACV-00218 ACV-00378 AND 00088
1P25 | 1H23PL1301C | 1H23PL1301C-44 | 6N768-1 AOM | 3 | A | KWA1918AH | B | 0x00179035 | EMER CHILLED WTR SYS L0GIC DIV III VLVS ACV-0021C ACV-0037C AND ACV-0008C
1P25 | 1H23PL1302A | 1H23PL1302A-43 | 6N768-1 AOM | 1 | B | KWA1918AH | C | 0x001794fc | EMER CHILLED WTR SYS L0GIC DIV I VLVS ACV-0021A AND ACV-0008A
1T43 | 1H23PL1302C | 1H23PL1302C-44 | 6N768-1 AOM | 3 | A | KWA1918AH | B | 0x0017942c | C0NTR0L BLDG HVAC SYS L0GIC CRHA EMER SUPPLY FAN DIV C FAN-0101C1, FAN-0101C2
1T43 | 1H23PL1303B | 1H23PL1303B-31 | 6N768-1 AOM | 2 | A | KWA1918AH | B | 0x001791a3 | C0NTR0L BLDG HVAC SYS L0GIC CRHA EMER SUPPLY FAN DIV B FAN-0l0lB1, FAN-0l0lB2
1T55 | 1H23PL5070A | 1H23PL5070A-45 | 6N768-1 AOM | 1 | A | KWA1918AH | B | 0x001799af | RX BLDG SER WATEER PUMP H0USE HVAC MISC PR0CESS M0NIT AND CTRLS (SAFETY)
1T55 | 1H23PL5070A | 1H23PL5070A-47 | 6N768-1 AOM | 1 | B | KWA1918AH | B | 0x00179c3c | RX BLDG SER WATER PUMP H0USE HVAC MISC PR0CESS M0NIT AND CTRLS (SAFETY)
1T55 | 1H23PL5070B | 1H23PL5070B-45 | 6N768-1 AOM | 2 | A | KWA1918AH | B | 0x001797b0 | RX BLDG SER WATEER PUMP H0USE HVAC MISC PR0CESS M0NIT AND CTRLS (SAFETY)
1T55 | 1H23PL5070B | 1H23PL5070B-47 | 6N768-1 AOM | 2 | B | KWA1918AH | B | 0x001795b4 | RX BLDG SER WATER PUMP H0USE HVAC MISC PR0CESS M0NIT AND CTRLS (SAFETY)
1T55 | 1H23PL5070C | 1H23PL5070C-45 | 6N768-1 AOM | 3 | A | KWA1918AH | B | 0x00179a41 | RX BLDG SER WATEER PUMP H0USE HVAC MISC PR0CESS M0NIT AND CTRLS (SAFETY)
1T55 | 1H23PL5070C | 1H23PL5070C-47 | 6N768-1 AOM | 3 | B | KWA1918AH | B | 0x00179743 | RX BLDG SER WATER PUMP H0USE HVAC MISC PR0CESS M0NIT AND CTRLS (SAFETY)
0T54 | 0H23PL2302S | 0H23PL2302S-38 | 6N769-1 TCM | 0 | C | KWA1918CL | D | 0x00236b9b | AUX FUEL BL0G HVAC L0GIC AFHV MISC INSTRUMENTS 6 MU-0501 L0GIC
0T54 | 0H23PL2302S | 0H23PL2302S-40 | 6N769-1 TCM | 0 | C | KWA1918AH | D | 0x00226967 | AUX FUEL BL0G HVAC L0GIC AFHV MISC INSTRUMENTS
0T54 | 0H23PL2302S | 0H23PL2302S-48 | 6N769-1 TCM | 0 | B | KWA1918AH | C | 0x0021831d | AUX FUEL BC0G HVAC L0GIC AFHV MISC INSTRUMENTS, AHU-0504 L0GIC 6 MU-0505 L0GIC
0T54 | 1H23PL2503A | 1H23PL2503A-40 | 6N769-1 TCM | 1 | C | KWA1918AH | B | 0x00225e61 | AUX FUEL BLDG HVAC LOGIC AFHV MISC INSTRUMENTS
1E11 | 1H23PL0301A | 1H23PL0301A-46 | 6N769-1 TCM | 1 | C | KWA1918AH | B | 0x002181fe | RESID HEAT RMVL SYS L0GIC L00P A ANAL0G SIGNALS, DIV I
1E11 | 1H23PL0301B | 1H23PL0301B-46 | 6N769-1 TCM | 2 | C | KWA1918AH | B | 0x00218214 | RESID HEAT RMVL SYS L0GIC L00P B ANAL0G SIGNALS, DIV II
1E11 | 1H23PL0301C | 1H23PL0301C-46 | 6N769-1 TCM | 3 | B | KWA1918AH | B | 0x00218228 | RESID HEAT RMVL SYS L0GIC L00P C ANAL0G SIGNALS, DIV III
1E51 | 1H23PL0303A | 1H23PL0303A-42 | 6N769-1 TCM | 1 | C | KWA1918AH | C | 0x0021d2b1 | RX C0RE ISLN CLG L0GIC (RCIC) ANAL0G INPUTS DIV I
1G31 | 1H23PL0301D | 1H23PL0301D-38 | 6N769-1 TCM | 4 | C | KWA1918AH | C | 0x002204a2 | RX WATER CLEANUP SYS L0GIC FL0W TEMP C0MP 0IV IV
1G31 | 1H23PL0303B | 1H23PL0303B-46 | 6N769-1 TCM | 2 | C | KWA1918AH | C | 0x00220485 | RX WATER CLEANUP SYS L0GIC FL0W TEMP C0MP DIV II
1G31 | 1H23PL0303C | 1H23PL0303C-42 | 6N769-1 TCM | 3 | C | KWA1918AH | C | 0x00220492 | RX WATER CLEANUP SYS L0GIC FL0W TEMP C0MP DIV III
1G31 | 1H23PL0306A | 1H23PL0306A-46 | 6N769-1 TCM | 1 | C | KWA1918AH | C | 0x00220475 | RX WATER CLEANUP SYS L0GIC FL0W TEMP C0MP DIV I
1K11 | 1H23PL0303A | 1H23PL0303A-40 | 6N769-1 TCM | 1 | C | KWA1918AH | C | 0x0022d23a | THERM0C0UPLE M0DULE 0RYWELL SUMP 1 TEMPERRTURE TE-0001
1P21 | 1H23PL0303C | 1H23PL0303C-36 | 6N769-1 TCM | 3 | B | KWA1918AH | C | 0x0021ff63 | RB CLG WATER SYSTEM L0GIC SYSTEM M0NIT0RING SAFETY (DIV C)
1P21 | 1H23PL0303C | 1H23PL0303C-40 | 6N769-1 TCM | 3 | B | KWA1918AH | C | 0x00228608 | RB CLG WATER SYSTEM L0GIC SYSTEM M0NIT0RING SAFETY (DIV C)
1P21 | 1H23PL0305A | 1H23PL0305A-44 | 6N769-1 TCM | 1 | B | KWA1918AH | C | 0x002202cd | RB CLG WATER SYSTEM L0GIC SYSTEM M0NIT0RING SAFETY (DIV A)
1P21 | 1H23PL0305A | 1H23PL0305A-48 | 6N769-1 TCM | 1 | B | KWA1918AH | C | 0x00228691 | RB CLG WATER SYSTEM L0GIC SYSTEM M0NIT0RING SAFETY (DIV A)
1P21 | 1H23PL0305B | 1H23PL0305B-42 | 6N769-1 TCM | 2 | B | KWA1918CL | C | 0x00229f1f | RB CLG WATER SYSTEM L0GIC SYSTEM M0NIT0RING SAFETY (DIV 0)
1P21 | 1H23PL0305B | 1H23PL0305B-44 | 6N769-1 TCM | 2 | B | KWA1918AH | C | 0x00225fa4 | RB CLG WATER SYSTEM L0GIC SYSTEM M0NIT0RING SAFETY (DIV B)
1P21 | 1H23PL1301A | 1H23PL1301A-42 | 6N769-1 TCM | 1 | D | KWA1918CL | D | 0x002396cf | RE3 CLG WATER SYSTEM L0GIC THERM0C0UPLE INPUTS
1P21 | 1H23PL1301A | 1H23PL1301A-44 | 6N769-1 TCM | 1 | B | KWA1918AH | C | 0x0022a0a0 | RE3 CLG WATER SYSTEM L0GIC SYSTEM M0NIT0RING SAFETY (DIV A)
1P21 | 1H23PL1301A | 1H23PL1301A-46 | 6N769-1 TCM | 1 | B | KWA1918AH | C | 0x002298d3 | RB CLG WATER SYSTEM L0GIC THERM0C0UPLE INPUTS
1P21 | 1H23PL1303B | 1H23PL1303B-42 | 6N769-1 TCM | 2 | D | KWA1918CL | D | 0x0023e168 | RB CLG WATER SYSTEM L0GIC THERM0C0UPLE INPUTS
1P21 | 1H23PL1303B | 1H23PL1303B-44 | 6N769-1 TCM | 2 | B | KWA1918AH | C | 0x00225fac | RB CLG WATER SYSTEM L0GIC SYSTEM M0NIT0RING SAFETY (DIV B)
1P21 | 1H23PL1303B | 1H23PL1303B-48 | 6N769-1 TCM | 2 | D | KWA1918CL | D | 0x00235b8a | RB CLG WATER SYSTEM L0GIC THERM0C0UPLE INPUTS
1P21 | 1H23PL1303C | 1H23PL1303C-42 | 6N769-1 TCM | 3 | D | KWA1918CL | D | 0x0023e17b | RB CLG WATER SYSTEM L0GIC THERM0C0UPLE INPUTS
1P21 | 1H23PL1303C | 1H23PL1303C-44 | 6N769-1 TCM | 3 | A | KWA1918AH | B | 0x00226097 | RB CLG WATER SYSTEM L0GIC SYSTEM M0NIT0RING SAFETY (DIV C)
1P21 | 1H23PL1303C | 1H23PL1303C-46 | 6N769-1 TCM | 3 | D | KWA1918CL | D | 0x00235b35 | RB CLG WATER SYSTEM L0GIC THERM0C0UPLE INPUTS
1P25 | 1H23PL1301B | 1H23PL1301B-48 | 6N769-1 TCM | 2 | D | KWA1918AH | C | 0x0022fca3 | EMER CHILLED WTR SYS L0GIC DIV II MISC INSTRUMENTS
1P25 | 1H23PL1301C | 1H23PL1301C-48 | 6N769-1 TCM | 3 | D | KWA1918CL | C | 0x0022fde4 | EMER CHILLED WTR SYS L0GIC DIV III MISC INSTRUMENTS
1P25 | 1H23PL1302A | 1H23PL1302A-48 | 6N769-1 TCM | 1 | D | KWA1918CL | C | 0x0022f73e | EMER CHILLED WTR SYS L0GIC DIV I MISC INSTRUMENTS
1P26 | 1H23PL1301B | 1H23PL1301B-42 | 6N769-1 TCM | 2 | C | KWA1918AH | D | 0x0022a78c | RB SERVICE WATER SYSTEM TEMPERATURES - DIVISI0N I1
1P26 | 1H23PL1301C | 1H23PL1301C-36 | 6N769-1 TCM | 3 | A | KWA1918CL | B | 0x0022fa68 | RB SERVICE WATER SYSTEM SYSTEM M0NIT0RING DIVISI0N I11
1P26 | 1H23PL1301C | 1H23PL1301C-46 | 6N769-1 TCM | 3 | D | KWA1918CL | F | 0x00235c25 | RB SERVICE WATER SYSTEM SYSTEM M0NIT0RING DIVISI0N I11
1P26 | 1H23PL1302A | 1H23PL1302A-32 | 6N769-1 TCM | 1 | A | KWA1918CL | B | 0x0022f96f | RB SERVICE WATER SYSTEM L0GIC SYSTEM M0NIT0RING (DIVISI0N I)
1P26 | 1H23PL1302A | 1H23PL1302A-44 | 6N769-1 TCM | 1 | C | KWA1918CL | E | 0x00235a64 | RB SERVICE WATER SYSTEM TEMPERATURES (DIVISI0N I
1T22 | 1H23PL0602B | 1H23PL0602B-48 | 6N769-1 TCM | 2 | F | KWA1918AH | D | 0x00238a88 | STNDBY GAS TRTMT L0GIC TRAIN (B) M0NIT0RING. DIV II
1T22 | 1H23PL0602C | 1H23PL0602C-48 | 6N769-1 TCM | 3 | E | KWA1918CL | C | 0x00238bdd | STNDBY GAS TRTMT L0GIC TRAIN (C) M0NIT0RING. DIV III
1T41 | 1H23PL0301D | 1H23PL0301D-32 | 6N769-1 TCM | 4 | D | KWA1918AH | C | 0x0022de0d | REACT0R BLDG HVAC SYS L0GIC RBSREHV TEMP / RCIC PMP RM RWCU LEAK DETECTI0N TEMPERATURE
1T41 | 1H23PL0301D | 1H23PL0301D-34 | 6N769-1 TCM | 4 | B | KWA1918CL | C | 0x00229d36 | REACT0R BLDG HVAC SYS L0GIC ECCS VALVE RM A, B, C TEMP. RWCU RM 6 PIPE SPACE 0.C RHR
1T41 | 1H23PL0301D | 1H23PL0301D-46 | 6N769-1 TCM | 4 | A | KWA1918AH | B | 0x0022ddfe | REACT0R BLDG HVAC SYS L0GIC PIPE SPACE A RCIC/RHR A
1T41 | 1H23PL0301D | 1H23PL0301D-48 | 6N769-1 TCM | 4 | B | KWA1918AH | C | 0x002274a8 | REACT0R BLDG HVAC SYS L0GIC RBSREHV TEMPERATURE DETECTI0N 6 RWCU LBAK DBTICTI0N TEMPERATURE
1T41 | 1H23PL0302C | 1H23PL0302C-46 | 6N769-1 TCM | 3 | D | KWA1918CL | D | 0x00231c9c | REACT0R BLDG HVAC SYS L0GIC THERM0C0UPLE INPUTS
1T41 | 1H23PL0302C | 1H23PL0302C-38 | 6N769-1 TCM | 3 | B | KWA1918AH | C | 0x0021d4ff | REACT0R BLDG HVAC SYS L0GIC RBSREEHV FAN-060BC1
1T41 | 1H23PL0302C | 1H23PL0302C-40 | 6N769-1 TCM | 3 | B | KWA1918CL | C | 0x0022a522 | REACT0R BLDG HVAC SYS L0GIC PIPE SPACE TEMPERATURE 6 ECCS VALVE RM B
1T41 | 1H23PL0302C | 1H23PL0302C-42 | 6N769-1 TCM | 3 | B | KWA1918CL | D | 0x00236b1e | REACT0R BLDG HVAC SYS L0GIC RBSREHV RHR PUMP RM A/C 6 RCIC PIPE SPACE TEMP
1T41 | 1H23PL0302C | 1H23PL0302C-44 | 6N769-1 TCM | 3 | D | KWA1918CL | D | 0x00230961 | REACT0R BLDG HVAC SYS L0GIC RBSREHV AND RBSREEHV AHU-0 1038. C FAN00608C 1. C2
1T41 | 1H23PL0302C | 1H23PL0302C-48 | 6N769-1 TCM | 3 | C | KWA1918AH | D | 0x002206a1 | REACT0R BLDG HVAC SYS L0GIC ECCS VALVE RM A 6 C TEMP RWCU VALVE RM TEMP
1T41 | 1H23PL0305B | 1H23PL0305B-34 | 6N769-1 TCM | 2 | C | KWA1918AH | D | 0x0021d4ff | REACT0R BLDG HVAC SYS L0GIC RBSREEHV AHU-0608B RTN AIR TEMP
1T41 | 1H23PL0305B | 1H23PL0305B-36 | 6N769-1 TCM | 2 | D | KWA1918CL | D | 0x002306d9 | REACT0R BLDG HVAC SYS L0GIC RBSREHV AND RBSREEHV AHU-0 1038, C FAN-0608B1.82
1T41 | 1H23PL0305B | 1H23PL0305B-38 | 6N769-1 TCM | 2 | C | KWA1918AH | D | 0x00228aa5 | REACT0R BLDG HVAC SYS L0GIC RWCU LEAK DETECTI0N Q RWCU NRHX DUCT TEMP
1T41 | 1H23PL0305B | 1H23PL0305B-40 | 6N769-1 TCM | 2 | B | KWA1918AH | C | 0x0022bd3e | REACT0R BLDG HVAC SYS L0GIC RBSREHV RHR/RCIC AHU-0103A/B/60104A 6 RWCU NRHX DUCT TEMP
1T41 | 1H23PL0306A | 1H23PL0306A-36 | 6N769-1 TCM | 1 | A | KWA1918AH | B | 0x00226383 | REACT0R BLDG HVAC SYS L0GIC MSTHV TB TUNNEL TEMP - LDI RWCU NRHX DUCT TEMP
1T41 | 1H23PL0306A | 1H23PL0306A-38 | 6N769-1 TCM | 1 | C | KWA1918AH | C | 0x00229d58 | REACT0R BLDG HVAC SYS L0GIC RBSREHV RHR/RCIC AHU-0103A 6 0104 f RWCU LEAK DETECTI0N
1T41 | 1H23PL0306A | 1H23PL0306A-40 | 6N769-1 TCM | 1 | D | KWA1918CL | E | 0x0023824f | REACT0R BLDG HVAC SYS L0GIC RBSREHV RCIC PUMP R00M AHU-0 104
1T41 | 1H23PL0306A | 1H23PL0306A-42 | 6N769-1 TCM | 1 | D | KWA1918CL | D | 0x00230c02 | REACT0R BLDG HVAC SYS L0GIC RBSREHV AND RBSREEHV AHU-0 1038, C FAN-0608A1, A2
1T41 | 1H23PL0501A | 1H23PL0501A-44 | 6N769-1 TCM | 1 | A | KWA1918AH | B | 0x0021cb8a | REACT0R BLDG HVAC SYS L0GIC ECCS VALVE R00M C TEMPERATURE
1T41 | 1H23PL0501A | 1H23PL0501A-46 | 6N769-1 TCM | 1 | C | KWA1918CL | C | 0x002327c2 | REACT0R BLDG HVAC SYS L0GIC THERM0C0UPLE INPUTS
1T41 | 1H23PL0501A | 1H23PL0501A-48 | 6N769-1 TCM | 1 | A | KWA1918AH | B | 0x0022a984 | REACT0R BLDG HVAC SYS L0GIC PIPE SPACE TEMPERATURE RWCU 6 ECCS VALVE RM TEMP
1T41 | 1H23PL0501B | 1H23PL0501B-44 | 6N769-1 TCM | 2 | B | KWA1918AH | C | 0x0021cb2c | REACT0R BLDG HVAC SYS L0GIC ECCS VALVE R00M C TEMPERATURE
1T41 | 1H23PL0501B | 1H23PL0501B-46 | 6N769-1 TCM | 2 | C | KWA1918CL | C | 0x00231cbc | REACT0R BLDG HVAC SYS L0GIC THERM0C0UPLE INPUTS
1T41 | 1H23PL0501B | 1H23PL0501B-48 | 6N769-1 TCM | 2 | B | KWA1918AH | C | 0x002298f4 | REACT0R BLDG HVAC SYS L0GIC PIPE SPACE TEMPERATURE ECCS VALVE RM TEMPERATURES
1T41 | 1H23PL0602A | 1H23PL0602A-38 | 6N769-1 TCM | 1 | A | KWA1918AH | B | 0x00220101 | REACT0R BLDG HVAC SYS L0GIC MSTHV RB TUNNEL TEMP - LDI
1T43 | 1H23PL1302A | 1H23PL1302A-30 | 6N769-1 TCM | 1 | D | KWA1918CL | C | 0x00236945 | C0NTR0L BKDG HVAC SYS L0GIC SREA DIV I AHU-0001A
1T43 | 1H23PL1302B | 1H23PL1302B-32 | 6N769-1 TCM | 2 | D | KWA1918CL | D | 0x00235821 | C0NTR0L BLDG HVAC SYS L0GIC SREA DIV II AHU-0001B
1T43 | 1H23PL1302B | 1H23PL1302B-40 | 6N769-1 TCM | 2 | D | KWA1918CL | D | 0x002361d7 | C0NTR0L BLDG HVAC SYS L0GIC CRHA DIV B AHU-0002B
1T43 | 1H23PL1302B | 1H23PL1302B-42 | 6N769-1 TCM | 2 | C | KWA1918CL | C | 0x00235c1a | C0NTR0L BLDG HVAC SYS L0GIC CRHA DIV B EMER FILTER SGTR-0101B THERM0C0UPLE INPUTS
1T43 | 1H23PL1302C | 1H23PL1302C-30 | 6N769-1 TCM | 3 | E | KWA1918CL | D | 0x0023520e | C0NTR0L BLDG HVAC SYS L0GIC SREA DIV III AHU-0001C
1T43 | 1H23PL1302C | 1H23PL1302C-40 | 6N769-1 TCM | 3 | D | KWA1918CL | D | 0x0023672b | C0NTR0L BLDG HVAC SYS L0GIC CRHA DIV C AHU-0002C
1T43 | 1H23PL1302C | 1H23PL1302C-42 | 6N769-1 TCM | 3 | C | KWA1918CL | C | 0x00236631 | C0NTR0L BLDG HVAC SYS L0GIC CRHA DIV C EMER FILTER SGTR-0101C THERM0C0UPLE INPUTS
1T43 | 1H23PL1303B | 1H23PL1303B-36 | 6N769-1 TCM | 2 | C | KWA1918AH | B | 0x0022c900 | C0NTR0L BLDG HVAC SYS L0GIC CRHA DIV B EMER FILTER SGTR-0101B THERM0C0UPLE INPUTS
1T43 | 1H23PL1303C | 1H23PL1303C-32 | 6N769-1 TCM | 3 | D | KWA1918CL | C | 0x0022c900 | C0NTR0L BLDG HVAC SYS L0GIC CRHA DIV C EMER FILTER SGTR-0101C THERM0C0UPLE INPUTS
1P21 | 1H23PL1301A | 1H23PL1301A-40 | 6N770-1 RTD | 1 | B | KWA1918AH | C | 0x0019735a | RB CLG WATER SYSTEM L0GIC RBCW PUMP DIV A. P-0001A2
1P21 | 1H23PL1301A | 1H23PL1301A-47 | 6N770-1 RTD | 1 | B | KWA1918AH | C | 0x00197368 | RB CLG WATER SYSTEM L0GIC RBCW PUMP DIV A. P-0001A1
1P21 | 1H23PL1301A | 1H23PL1301A-48 | 6N770-1 RTD | 1 | B | KWA1918AH | C | 0x00192fbc | RB CLG WATER SYSTEM L0GIC RBCW PUMPS DIV A
1P21 | 1H23PL1303B | 1H23PL1303B-41 | 6N770-1 RTD | 2 | B | KWA1918AH | C | 0x00197375 | RB CLG WATER SYSTEM L0GIC RBCW PUMP DIV B, Pw000IB1
1P21 | 1H23PL1303B | 1H23PL1303B-45 | 6N770-1 RTD | 2 | B | KWA1918AH | C | 0x00192fcf | RB CLG WATER SYSTEM L0GIC RBCW PUMPS DIV B
1P21 | 1H23PL1303B | 1H23PL1303B-46 | 6N770-1 RTD | 2 | B | KWA1918AH | C | 0x0019737f | RB CLG WATER SYSTEM L0GIC RBCW PUMP DIV Be P-0001B2
1P21 | 1H23PL1303C | 1H23PL1303C-37 | 6N770-1 RTD | 3 | B | KWA1918AH | C | 0x00197389 | RB CLG WATER SYSTEM L0GIC RBCW PUMP DIV C, P-000lC2
1P21 | 1H23PL1303C | 1H23PL1303C-38 | 6N770-1 RTD | 3 | B | KWA1918AH | C | 0x00192fdd | RB CLG WATER SYSTEM L0GIC RBCW PUMPS DIV C
1P21 | 1H23PL1303C | 1H23PL1303C-39 | 6N770-1 RTD | 3 | B | KWA1918AH | C | 0x0019738d | RB CLG WATER SYSTEM L0GIC RBCW PUMP DIV C, P-000lC1
1P26 | 1H23PL5070A | 1H23PL5070A-40 | 6N770-1 RTD | 1 | C | KWA1918AH | C | 0x001958f9 | SERVICE WATER SYSTEM HEADER A TEMPERATURES
1P26 | 1H23PL5070B | 1H23PL5070B-40 | 6N770-1 RTD | 2 | C | KWA1918AH | C | 0x0019590e | SERVICE WATER SYSTEM HEADER B TEMPERATURE
1P26 | 1H23PL5070C | 1H23PL5070C-34 | 6N770-1 RTD | 3 | C | KWA1918AH | C | 0x0019591e | SERVICE WATER SYSTEM HEADER C TEMPERATURE
1T43 | 1H23PL1302B | 1H23PL1302B-45 | 6N770-1 RTD | 2 | C | KWA1918AH | C | 0x001a529f | C0NTR0L BLDG HVAC SYS L0GIC SUPPLY FAN CRHA DIV B FAN-0002B1
1T43 | 1H23PL1302B | 1H23PL1302B-46 | 6N770-1 RTD | 2 | C | KWA1918AH | C | 0x001a52a1 | C0NTR0L BLDG HVAC SYS L0GIC SUPPLY FAN CRHA DIV B FAN-0002B2
1T43 | 1H23PL1302C | 1H23PL1302C-45 | 6N770-1 RTD | 3 | C | KWA1918AH | C | 0x001a52b2 | C0NTR0L BLDG HVAC SYS L0GIC SUPPLY FAN CRHA DIC C FAN-0002C1
1T43 | 1H23PL1302C | 1H23PL1302C-46 | 6N770-1 RTD | 3 | C | KWA1918AH | C | 0x001a52c0 | C0NTR0L BLDG HVAC SYS L0GIC SUPPLY FAN CRHA DIC C FAN-0002C2
1T55 | 1H23PL5070A | 1H23PL5070A-33 | 6N770-1 RTD | 1 | D | KWA1918AH | C | 0x001a646e | RX BLDG SERVICE WATER PUMP H0USE HVAC PR0CESS M0NIT0RING AND C0NTR0LS
1T55 | 1H23PL5070A | 1H23PL5070A-34 | 6N770-1 RTD | 1 | E | KWA1918AH | C | 0x001a1fc5 | ELEC R00M TEMPERATURES A
1T55 | 1H23PL5070B | 1H23PL5070B-33 | 6N770-1 RTD | 2 | D | KWA1918AH | C | 0x001a6483 | RX BLDG SERVICE WATER PUMP H0USE HVAC DIV II PR0CESS M0NIT0RING AND C0NTR0LS
1T55 | 1H23PL5070B | 1H23PL5070B-34 | 6N770-1 RTD | 2 | E | KWA1918AH | C | 0x001a21ba | ELEC R00M TEMPERATURES B
1T55 | 1H23PL5070C | 1H23PL5070C-35 | 6N770-1 RTD | 3 | E | KWA1918AH | C | 0x001a1fa7 | ELEC R00M TEMPERATURES C
1T55 | 1H23PL5070C | 1H23PL5070C-43 | 6N770-1 RTD | 3 | C | KWA1918AH | B | 0x001a64a0 | RX BLDG SERVICE WATER PUMP H0USE HVAC DIV III PR0CESS M0NIT0RING AND C0NTR0LS
1T62 | 1H23PL0301B | 1H23PL0301B-48 | 6N770-1 RTD | 2 | E | KWA1918AH | C | 0x0019fdfa | CNTMT M0NIT0RING L0GIC WETWELL TEMP INDICATI0NS AND ALARMS
1T62 | 1H23PL0301D | 1H23PL0301D-40 | 6N770-1 RTD | 4 | E | KWA1918AH | C | 0x0019fe12 | CNTMT M0NIT0RING L0GIC WETWELL TEMP INDICATI0NS AND ALARMS
1T62 | 1H23PL0305C | 1H23PL0305C-35 | 6N770-1 RTD | 3 | E | KWA1918AH | C | 0x0019fe06 | CNTMT M0NIT0RING L0GIC WETWELL TEMP INDICATI0NS AND ALARMS
1T62 | 1H23PL0306A | 1H23PL0306A-44 | 6N770-1 RTD | 1 | E | KWA1918AH | C | 0x0019fde6 | CNTMT M0NIT0RING L0GIC WETWELL TEMP INDICATI0NS AND ALARMS
1T62 | 1H23PL0602A | 1H23PL0602A-35 | 6N770-1 RTD | 1 | D | KWA1918AH | C | 0x001957b5 | CNTMT M0NIT0RING L0GIC DRYWELL TEMP INDICATI0NS AND ALARMS
1T62 | 1H23PL0602B | 1H23PL0602B-44 | 6N770-1 RTD | 2 | D | KWA1918AH | C | 0x001957d4 | CNTMT M0NIT0RING L0GIC DRYWELL TEMP INDICATI0NS AND ALARMS
1T62 | 1H23PL0602C | 1H23PL0602C-44 | 6N770-1 RTD | 3 | D | KWA1918AH | C | 0x001957e7 | CNTMT M0NIT0RING L0GIC DRYWELL TEMP INDICATI0NS AND ALARMS
1T62 | 1H23PL1301D | 1H23PL1301D-44 | 6N770-1 RTD | 4 | D | KWA1918AH | C | 0x001957ee | CNTMT M0NIT0RING L0GIC DRYWELL TEMP INDICATI0NS AND ALARMS